## System Sizing Worksheet
Customer Information
| Name | Tony Clark | [7 empty] | Map this
| Address | 624 Villa Center Way, San Jose, CA 95128 | [7 empty] | Google Earth this
| Phone | 555-1212
| E-mail | yournamehere@yahoo.com
Electric Load Estimation
1 | Determine electricity consumption in kWh per day.
ENTER HISTORICAL ELECTRICAL CONSUMPTION
| Annual Usage (kWh) |  | 4680 | kWh / year |  |  |  | Enter Data Into Yellow Shaded Cells
[8 empty] | Green Cells are Write Protected | [6 empty] | Baseline amts
| Jan |  | 390 | [11 empty] | Jan | 495
| Feb |  | 390 |  |  |  | Yearly Consumption |  |  | 4680 | kWh / year |  |  |  | Feb | 523
| Mar |  | 390 |  |  |  | Avg Monthly |  |  | 390 | kWh / month |  |  |  | Mar | 474.52
| Apr |  | 390 |  |  |  | Avg Daily |  |  | 12.8 | kWh / day |  |  |  | Apr | 485.8
| May |  | 390 | [11 empty] | May | 457
| Jun |  | 390 |  |  |  |  | 100% | % of power to be generated from PV system | [5 empty] | Jun | 454
| Jul |  | 390 | [11 empty] | Jul | 457
| Aug |  | 390 |  |  |  |  | 12.8 | Kilowatt-hrs/day |  | x | 100% | of prower from PV |  | Aug | 414
| Sep |  | 390 | [11 empty] | Sep | 429
| Oct |  | 390 | [11 empty] | Oct | 415
| Nov |  | 390 | [11 empty] | Nov | 468
| Dec |  | 390 |  |  |  | = | 12.8 | (kWh) | PV System Kilowatt-hrs/day |  |  |  |  | Dec | 485
| Ttl Yearly |  | 4680 | [11 empty] | Ttl Yearly | 5557.32
Array Sizing | [14 empty] | 7775.68
2 | Determine average sun hours per day. |  |  |  |  | 5.39 |  | sun-hours/day | PV Watts Viewer
3 | Calculate initial PV array size assuming 100% efficiency.
|  | 12.8 | PV System Kilowatt-hrs/day |  |  |  | ÷ | 5.39 | average peak sun hours/day
[7 empty] | = | 2.4 | PV System Design Capacity (kW)
4 | Calculate system inefficiencies / derating factor.
| Derating Factors |  |  |  | Input Values |  |  | Typ. Range
| PV module nameplate DC rating |  |  |  |  | 0.95 |  | .80 - 1.05
| Tilt Factor / Orientation Adjustment |  |  |  |  | 1 |  | .50 - 1.00 |  | On-line Derating Calculator
| Inverter |  |  |  |  | 0.95 |  | .88 - .96
| Mismatch |  |  |  |  | 0.98 |  | .97 - .995 |  | Derating help page
| Diodes and connections |  |  |  |  | 0.995 |  | .99 - .997
| DC wiring |  |  |  |  | 0.98 |  | .97-.99
| AC wiring |  |  |  |  | 0.99 |  | .98 - .993
| Soiling |  |  |  |  | 0.95 |  | .30 - .995
| System availabilty |  |  |  |  | 0.98 |  | 0.995
| Shading |  |  |  |  | 1 |  | 1
| Sun tracking |  |  |  |  | 1 |  | .95 - 1.00
| Age |  |  |  |  | 1 |  | .70 - 1.00
| Overall DC to AC derate factor |  |  |  |  | 0.79489 |  | .60 - .75
5 | Calculate array sizing factoring in derating factor. | [6 empty] | 2.4 | PV System Design Capacity (kW)
[7 empty] | ÷ | 0.79489 | Derating Factor
[7 empty] | = | 3.0193 | PV Array Installed Kilowatts (DC)
6 | Choose a PV Module |  |  | Eligible equipment list
|  | Make: |  |  |  | Model: |  | Description |  |  |  | CEC rating (w): |  | Notes
| 3 | ET Solar US |  | ET-P660235 |  |  |  | ET Solar 235 watt PV module |  |  |  | 212.1 |  | 321.32
7 | Determine Number of PV Modules: | [6 empty] | 3019 | PV Array Installed Watts (DC)
[7 empty] | ÷ | 212.1 | CEC Rating (w)
[7 empty] | = | 15 | Number of Modules |  |  |  |  | 4200
8 | Cost of modules | [6 empty] | 15 | Number of Modules
[7 empty] | x | 321.32 | Cost ea
[7 empty] | = | 4819.8 | Total Modules
[8 empty] | 2700 |  | inverter
[8 empty] | 1200 |  | racking
[8 empty] | 500 |  | mounts
7519.8
[8 empty] | 751.98 |  | tax
Note on C35: Calculated Value. Protected cell.
Note on D13: Enter best guess of annual electrical consumption in kWhs
Note on D27: Sums monthly electrical consumption Jan through Dec. Protected cell.
Note on G31: Enter data from "Redbook"
Note on G41: use data from Solar Living Source Book page 122
Note on G42: Use CEC Input Values.
Note on G47: Be Honest.
Note on G49: Use Pathfinder Mapping.
Note on G50: used for tracking systems
Note on I20: Insert desired % of electrical consumption to be obtained from the PV system.
Note on I22: Value from calculation. Protected cell.
Note on I26: Calculated value. Protected cell.
Note on I39: From Literature.
Note on K16: Picks larger of Annual Usage or Monthly Usage. Protected cell.
Note on K17: Yearly electrical consumption divided by 12 months for monthly average. Protected cell.
Note on K18: Yearly electrical consumption divided by 365. Protected cell.
Note on M22: Entered value. Protected cell.

## Material take off
look up | qty | [5 empty] | list | CCE
Solar Modules
3 | 15 | ET Solar US | ET-P660235 | ET-P660235 | ET Solar 235 watt PV module | with Tyco connectors | 2050 | 321.32 | 4819.8 | PV | 235 | 212.1 | ET Solar USA | ET-P660235
Inverters
725 | 3 | SMA America | SB 6000US 240 | SB 6000US 240 | Sunny Boy 6,000 watt inverter for 240VAC operation | with LCD, integrated DC disconnect | 5000 | 3072.19 | 9216.57 | Inverter | 6000 | 0.955 | SMA America | SB 6000US 240
Racking/ Balance of System | [9 empty] | #REF! | #REF! | #REF! | #REF! | #REF!
44.5 | 125 | Ilsco | Lay-In Ground Lug | Lay-In Ground Lug | Direct Burial | 0 | 0 | 2.73 | 341.25 | 0 | 0 | 0 | 0 | 0
275.5 | 6 | MC4 | One Pair each | One Pair each | (Male and Female) Cable Couplings | 0 | 0 | 7.5 | 45 | 0 | 0 | 0 | Session | 0
90 | 42 | Pro Solar | R-136XD | R-136XD | Single extra deep channel 136 inch support rail | for up to eight foot spans | 45 | 30.18 | 1267.56 | Mounting | 0 | 0 | Pro Solar | R-136XD
52 | 84 | Pro Solar | A-UAS-S | A-UAS-S | U-bolt assembly for Ground Trac system | with stainless steel hardware | 11.5 | 7.23 | 607.32 | Mounting | 0 | 0 | Pro Solar | A-UAS-S
87 | 210 | Pro Solar | P-CN | P-CN | Roof Track sliding channel nut | clear anodized aluminum | 0.78 | 0.42 | 88.2 | Mounting | 0 | 0 | Pro Solar | P-CN
65 | 84 | Pro Solar | C1810EC | C1810EC | Clear end clamp for regular Sharp modules | with hex bolt and lock washer | 2.75 | 2.1 | 176.4 | Mounting | 0 | 0 | Pro Solar | C1810EC
56 | 126 | Pro Solar | C250IMC | C250IMC | Clear intermodule clamp for regular Sharp modules | with hex bolt and lock washer | 2.75 | 2.1 | 264.6 | Mounting | 0 | 0 | Pro Solar | C250IMC
275.6 | 3 | PV Wire | 500 Ft | 500 Ft | PV or U.S.E.-2, 10 AWG | 0 | 0 | 205 | 615 | 0 | 0 | 0 | Session | 0
Labor only below here
[6 empty] | Materials |  |  | 17441.7
[6 empty] | Sales Tax |  |  | 1656.9615
[6 empty] | Labor |  |  | 0
[6 empty] | Shipping |  |  | 300 | [5 empty] | 19398.6615
[6 empty] | Over head and Profit |  |  | 3879.7323
[6 empty] | Job Cost |  |  | 23278.3938
[6 empty] | Plans |  |  | 400
[6 empty] | Permits |  |  | 300
[6 empty] | CSI rebate |  |  | -1230
[6 empty] | Grand Total |  |  | 22748.3938

## Price list
Index# | Manufacturer | Model or Mfg. P/N | Description | Notes | List Price | Wholesale | Type | Mfg. Rating | CEC Rating | Vendor | Vendor Part Number
Labor
0 | Labor | 1 man crew | one skilled electrician hourly rate |  | 90 | 85
0.1 | [5 empty] | 0
0.2 | Labor | 2 person crew | $150 per hour skilled electrician and helper |  |  | 150 | [7 empty] | $/W
Modules
1 | ET Solar US | ET-M572185 | ET Solar 185 watt PV module | with Multi-Contact connectors | 1650 | 257.13 | PV | 185 | 162.2 | ET Solar USA | ET-M572185 |  |  |  | #VALUE!
2 | ET Solar US | ET-P660230 | ET Solar 230 watt PV module | with Tyco connectors | 2000 | 314.48 | PV | 230 | 207.5 | ET Solar USA | ET-P660230 |  |  |  | #VALUE!
3 | ET Solar US | ET-P660235 | ET Solar 235 watt PV module | with Tyco connectors | 2050 | 321.32 | PV | 235 | 212.1 | ET Solar USA | ET-P660235 |  |  |  | #VALUE!
4 | ET Solar US | ET-P660240 | ET Solar 240 watt PV module | with Tyco connectors | 2100 | 333.58 | PV | 240 | 214.9 | ET Solar USA | ET-P660240 |  |  |  | #VALUE!
5 | ET Solar US | ET-P672275 | ET Solar 275 watt PV module | with Tyco connectors | 2225 | 376.01 | PV | 275 | 241.7 | ET Solar USA | ET-P672275 |  |  |  | #VALUE!
6 | ET Solar US | ET-P672280 | ET Solar 280 watt PV module | with Tyco connectors | 2250 | 382.84 | PV | 280 | 246.3 | ET Solar USA | ET-P672280 |  |  | 6440 | #VALUE!
7 | Kyocera | KD135GX-LPU | Kyocera 135 watt PV module | with Multi-Contact connectors, black frame | 935 | 335.61 | PV | 135 | 122.2 | Kyocera | 503460 |  |  | 6480 | #VALUE!
8 | Kyocera | KD185GX-LPU | Kyocera 185 watt PV module | with Multi-Contact connectors, black frame | 1200 | 365.84 | PV | 185 | 167.1 | Kyocera | 503475 |  |  |  | #VALUE!
9 | Kyocera | KD210GX-LPU | Kyocera 210 watt PV module | with Multi-Contact connectors, black frame | 1500 | 417.65 | PV | 210 | 189.8 | Kyocera | 503525 |  |  |  | #VALUE!
10 | Kyocera | KD215GX-LPU | Kyocera 215 watt PV module | with Multi-Contact connectors, black frame | 1600 | 432.45 | PV | 215 | 194.4 | Kyocera | 503652 |  |  |  | #VALUE!
11 | Kyocera | KD235GX-LPB | Kyocera 235 watt PV module | with Multi-Contact connectors, black frame | 1650 | 467.37 | PV | 235 | 212.6 | Kyocera | 503832 |  |  |  | #VALUE!
12 | Kyocera | KD240GX-LPB | Kyocera 240 watt PV module | with Multi-Contact connectors, black frame | 1675 | 482.74 | PV | 240 | 217.3 | Kyocera | 504497 |  |  |  | #VALUE!
13 | Kyocera | KD245GX-LPB | Kyocera 245 watt PV module | with Multi-Contact connectors, black frame | 1715 | 503.87 | PV | 245 | 219.1 | Kyocera | 504501
14 | Sanyo | HIT-N220A01 | Sanyo HIT Power 220 watt PV module | with Multi-Contact connectors, black frame | 1915 | 611.8 | PV | 220 | 204.4 | Focused En | HIT-N220A01
15 | Sanyo | HIT-N225A01 | Sanyo HIT Power 225 watt PV module | with Multi-Contact connectors, black frame | 1945 | 698.01 | PV | 225 | 209.1 | Focused En | HIT-N225A01
16 | Sharp | ND-224QCJ | Sharp 224 watt PV moduel | with Multi-Contact connectors | 1600 | 346.77 | PV | 224 | 201.8 | Solar Depot | 110-0433
17 | Sharp | ND-230QCJ | Sharp 230 watt PV module | with Multi-Contact connectors | 1675 | 356.06 | PV | 230 | 207.4 | Solar Depot | 110-0448
18 | Sharp | NU-Q235F2 | Sharp 235 watt PV module | with Multi-Contact connectors | 1720 | 363.8 | PV | 235 | 211.9 | Solar Depot | 110-0443
19 | Sharp | NU-Q235F4 | Sharp 235 watt PV module | with Multi-Contact connectors, black frame | 1760 | 377.08 | PV | 235 | 211.7 | Solar Depot | 110-0447
19.38 | Sharp | NU-Q240F2 | Sharp 240 watt PV module | with Multi-Contact connectors | 1850 | 398.66 | PV | 240 | 216.5 | Solar Depot | 110-0455
20 | Suntech | STP190S-24/ADB+ | Suntech 190 watt PV module | Multi-Contact compatible, black frame | 1250 | 300.58 | PV | 190 | 171.8 | Suntech | STP190S-24/ADB+
21 | Suntech | PLUTO240-WDE | Suntech 240 watt PV module | Multi-Contact compatible, black frame | 1300 | 368.83 | PV | 240 | 217.4 | Suntech | PLUTO240-WDE
22 | Suntech | PLUTO245-WDE | Suntech 245 watt PV module | Multi-Contact compatible, black frame | 1300 | 382.05 | PV | 245 | 222 | Suntech | PLUTO245-WDE
23 | Suntech | STP280-24/VD | Suntech 280 watt PV module | with Multi-Contact compatible connectors | 1750 | 423.98 | PV | 254 | 254 | Suntech | STP280-24/VD
24 | SolarWorld | SW235 MONO | SolarWorld 235 watt PV module | with Multi-Contact connectors | 1175 | 570.93 | PV | 235 | 208.6 | SolarWorld | DY |  |  | #VALUE!
25 | SolarWorld | SW240 MONO | SolarWorld 240 watt PV module | with Multi-Contact connectors | 1185 | 623.76 | PV | 240 | 213.2 | SolarWorld | DY |  |  | #VALUE!
26 | Trina | TSM-PA05 | 235W Poly module |  |  | 340.75 | Pv | 235 | 209.8 |  |  |  |  | 1.6242
27 | [13 empty] | #DIV/0!
28 | [13 empty] | 2.737
29 | [13 empty] | 2.9257
30 | [13 empty] | #DIV/0!
31 | [13 empty] | #DIV/0!
32 | [13 empty] | #DIV/0!
33 | [13 empty] | #DIV/0!
34 | [13 empty] | #DIV/0!
35 | [13 empty] | #DIV/0!
36 | [13 empty] | #DIV/0!
37 | [13 empty] | #DIV/0!
38 | [13 empty] | #DIV/0!
39 | [13 empty] | #DIV/0!
41 | [13 empty] | #DIV/0!
40 | [13 empty] | #DIV/0!
Inverters
650 | Enphase | M190-72-240-SXX | Enphase 190 watt micro-inverter for 240VAC | with Multi-Contact or Tyco connectors | 260 | 181.72 | TRUE | Inverter | 0.95 | Focused En | M190-72-240-SXX
651 | Enphase | M210-84-240-SXX | Enphase 210 watt micro-inverter for 240VAC | with Multi-Contact or Tyco connectors | 270 | 192.77 | TRUE | Inverter | 0.955 | Focused En | M210-84-240-SXX
652 | Enphase | M215-60-2LL-SXX | Enphase 215 watt micro-inverter for 208/240VAC | with Multi-Contact or Tyco connectors | 250 | 173.1 | TRUE | Inverter | 0.96 | Focused En | M215-60-2LL-SXX
327 | Enphase | ECAP-01-001 | Enphase extension cable end cap, for M190 and M210 |  | 8.5 | 21.66 | Misc. |  |  | Focused En | ECAP-01-001 | Enphase | EEXC-01-06 | Enphase extension cable, 6 feet |  | 92 | 58.76 | Misc. |  |  | Focus Ener | EEXC-01-06
328 | Enphase | ECWP-01-06 | Enphase AC interconnect cable for M190 and M210, 6 feet |  | 62.5 | 45.2 | Misc. |  |  | Focused En | ECWP-01-06 | Enphase | EEXC-01-12 | Enphase extension cable, 12 feet |  | 184 | 74.58 | Misc. |  |  | AEE Solar | EEXC-01-12
329 | Enphase | ECWP-01-12 | Enphase AC interconnect cable for M190 and M210, 12 feet |  | 80 | 59.82 | Misc. |  |  | Focused En | ECWP-01-12 | Enphase | EEXC-01-20 | Enphase extension cable, 20 feet |  | 300 | 89.27 | Misc. |  |  | AEE Solar | EEXC-01-20
330 | Enphase | ECWP-01-20 | Enphase AC interconnect cable for M190 and M210, 20 feet |  | 100 | 75.78 | Misc. |  |  | Focused En | ECWP-01-20 | Enphase | EKIT-01-001 | Enphase installation kit, 240 or 208 VAC | includes 6 foot AC interconnect cable | 60 | 53.11 | Misc. |  |  | AEE Solar | EKIT-01-001
331 | Enphase | EEXC-01-06 | Enphase extension cable for M190 and M210, 6 feet |  | 92 | 71.79 | Misc. |  |  | Focused En | EEXC-01-06 | Enphase | ENLS-05-Y1 | Enphase Enlighten monitoring service, 1 year, per module |  | 3 | 2.03 | Misc. |  |  | AEE Solar | ENLS-05-Y1
332 | Enphase | EEXC-01-12 | Enphase extension cable for M190 and M210, 12 feet |  | 115 | 91.73 | Misc. |  |  | Focused En | EEXC-01-12 | Enphase | ENLS-05-Y5 | Enphase Enlighten monitoring service, 5 year, per module |  | 12.5 | 9.15 | Misc. |  |  | AEE Solar | ENLS-05-Y5
333 | Enphase | EEXC-01-20 | Enphase extension cable for M190 and M210, 20 feet |  | 137.5 | 109.01 | Misc. |  |  | Focused En | EEXC-01-20 | Enphase | IEMU-02 | Enphase energy management unit | includes 90 days of Enlighten | 425 | 292.67 | Misc. |  |  | AEE Solar | IEMU-02
653 | Enphase | EKIT-01-001 | Enphase installation kit, 240 or 208 VAC for M190 and M210 | includes 6 foot AC interconnect cable | 89 | 67.8 | Misc. |  |  | Focused En | EKIT-01-001 | Fronius | IG PLUS 3.0-208 | Fronius 3,000 watt inverter with LCD display | for 208VAC operation | 3255 | 2280.45 | Inverter | 3000 | 0.95 | AEE Solar | 030-03481
654 | Enphase | IEMU-03 | Enphase energy management unit | includes Enlighten lifetime subscription | 750 | 526.56 | Misc. |  |  | Focused En | IEMU-03 | Fronius | IG PLUS 3.0-240 | Fronius 3,000 watt inverter with LCD display |  | 3255 | 2280.45 | Inverter | 3000 | 0.955 | AEE Solar | 030-03481
655 | Enphase | M215-ET10-208-30 | Enphase 215 trunk cable, 208VAC , 30 portrait connectors | with installation kit | 1050 | 788.21 | Misc. |  |  | Focused En | M215-ET10-208-30 | Fronius | IG PLUS 3.0-277 | Fronius 3,000 watt inverter with LCD display | for 277VAC operation | 3255 | 2280.45 | Inverter | 3000 | 0.955 | AEE Solar | 030-03481
656 | Enphase | M215-ET17-208-30 | Enphase 215 trunk cable, 208VAC , 30 landscape connectors | with installation kit | 1250 | 1003.17 | Misc. |  |  | Focused En | M215-ET17-208-30 | Fronius | IG PLUS 3.8-208 | Fronius 3,800 watt inverter with LCD display | for 208VAC operation | 3850 | 2697.31 | Inverter | 3800 | 0.95 | AEE Solar | 030-03483
657 | Enphase | M215-ET10-240-40 | Enphase M215 trunk cable, 240VAC, 40 portrait connectors | with installation kit | 1250 | 1003.17 | Misc. |  |  | Focused En | M215-ET10-240-40 | Fronius | IG PLUS 3.8-240 | Fronius 3,800 watt inverter with LCD display |  | 3850 | 2697.31 | Inverter | 3800 | 0.955 | AEE Solar | 030-03483
658 | Enphase | M215-ET17-240-40 | Enphase M215 trunk cable, 240VAC , 40 landscape connectors | with installation kit | 1500 | 1289.79 | Misc. |  |  | Focused En | M215-ET17-240-40 | Fronius | IG PLUS 3.8-277 | Fronius 3,800 watt inverter with LCD display | for 277VAC operation | 3850 | 2697.31 | Inverter | 3800 | 0.955 | AEE Solar | 030-03483
659 | Enphase | M215-ET-CLIP-100 | Enphase M215 100 cable clips |  | 125 | 65.54 | Misc. |  |  | Focused En | M215-ET-CLIP-100 | Fronius | IG PLUS 5.0-208 | Fronius 5,000 watt inverter with LCD display | for 208VAC operation | 5375 | 3765.73 | Inverter | 5000 | 0.955 | AEE Solar | 030-03485
660 | Enphase | M215-ET-DISC-01 | Enphase M215 cable disconnect tool |  | 10 | 6.28 | Misc. |  |  | Focused En | M215-ET-DISC-01 | Fronius | IG PLUS 5.0-240 | Fronius 5,000 watt inverter with LCD display |  | 5375 | 3765.73 | Inverter | 5000 | 0.955 | AEE Solar | 030-03485
661 | Enphase | M215-ET-INSTL | Enphase M215 installation kit | 1 tool, 5 water caps, 4 terminators, 100 clips | 110 | 74.58 | Misc. |  |  | Focused En | M215-ET-INSTL | Fronius | IG PLUS 5.0-277 | Fronius 5,000 watt inverter with LCD display | for 277VAC operation | 5375 | 3765.73 | Inverter | 5000 | 0.96 | AEE Solar | 030-03485
662 | Enphase | M215-ET-SEAL-01 | Enphase M215 water tight cap |  | 5 | 3.14 | Misc. |  |  | Focused En | M215-ET-SEAL-01 | Fronius | IG PLUS 6.0-208 | Fronius 6,000 watt inverter with LCD display | for 208VAC operation | 5560 | 3895.34 | Inverter | 6000 | 0.955 | AEE Solar | 030-03487
663 | Enphase | M215-ET-TERM-01 | Enphase M215 branch cable terminator |  | 25 | 16.67 | Misc. |  |  | Focused En | M215-ET-TERM-01 | Fronius | IG PLUS 6.0-240 | Fronius 6,000 watt inverter with LCD display |  | 5560 | 3895.34 | Inverter | 6000 | 0.96 | AEE Solar | 030-03487
664 | Enphase | M215-FE-CUT-LAND | Enphase M215 trunk cable, 240VAC, 24 landscape connectors |  | 975 | 749.37 | Misc. |  |  | Focused En | M215-FE-CUT-LAND | Fronius | IG PLUS 6.0-277 | Fronius 6,000 watt inverter with LCD display | for 277VAC operation | 5560 | 3895.34 | Inverter | 6000 | 0.96 | AEE Solar | 030-03487
665 | Enphase | M215-FE-CUT-PORT | Enphase M215 trunk cable, 240VAC, 24 portrait connectors |  | 850 | 594.74 | Misc. |  |  | Focused En | M215-FE-CUT-PORT | Fronius | IG PLUS 7.5-208 | Fronius 7,500 watt inverter with LCD display | for 208VAC operation | 6430 | 4504.86 | Inverter | 7500 | 0.95 | AEE Solar | 030-03489
666 | Fronius | IG PLUS 3.0-208 | Fronius 3,000 watt inverter with LCD display | for 208VAC operation | 3255 | 1849.96 | Inverter | 3000 | 0.95 | Solar Depot | 310-0067
667 | Fronius | IG PLUS 3.0-240 | Fronius 3,000 watt inverter with LCD display |  | 3255 | 1849.96 | Inverter | 3000 | 0.955 | Solar Depot | 310-0067
668 | Fronius | IG PLUS 3.0-277 | Fronius 3,000 watt inverter with LCD display | for 277VAC operation | 3255 | 1849.96 | Inverter | 3000 | 0.955 | Solar Depot | 310-0067
669 | Fronius | IG PLUS 3.8-208 | Fronius 3,800 watt inverter with LCD display | for 208VAC operation | 3850 | 2136.95 | Inverter | 3800 | 0.95 | Solar Depot | 310-0068
670 | Fronius | IG PLUS 3.8-240 | Fronius 3,800 watt inverter with LCD display |  | 3850 | 2136.95 | Inverter | 3800 | 0.955 | Solar Depot | 310-0068
671 | Fronius | IG PLUS 3.8-277 | Fronius 3,800 watt inverter with LCD display | for 277VAC operation | 3850 | 2136.95 | Inverter | 3800 | 0.955 | Solar Depot | 310-0068
672 | Fronius | IG PLUS 5.0-208 | Fronius 5,000 watt inverter with LCD display | for 208VAC operation | 5375 | 3016.55 | Inverter | 5000 | 0.955 | Solar Depot | 310-0069
673 | Fronius | IG PLUS 5.0-240 | Fronius 5,000 watt inverter with LCD display |  | 5375 | 3016.55 | Inverter | 5000 | 0.955 | Solar Depot | 310-0069
674 | Fronius | IG PLUS 5.0-277 | Fronius 5,000 watt inverter with LCD display | for 277VAC operation | 5375 | 3016.55 | Inverter | 5000 | 0.96 | Solar Depot | 310-0069
379 | Fronius | IG PLUS 6.0-208 | Fronius 6,000 watt inverter with LCD display | for 208VAC operation | 5560 | 3120.4 | Inverter | 6000 | 0.955 | Solar Depot | 310-0070
380 | Fronius | IG PLUS 6.0-240 | Fronius 6,000 watt inverter with LCD display |  | 5560 | 3120.4 | Inverter | 6000 | 0.96 | Solar Depot | 310-0070
381 | Fronius | IG PLUS 6.0-277 | Fronius 6,000 watt inverter with LCD display | for 277VAC operation | 5560 | 3120.4 | Inverter | 6000 | 0.96 | Solar Depot | 310-0070
382 | Fronius | IG PLUS 7.5-208 | Fronius 7,500 watt inverter with LCD display | for 208VAC operation | 6430 | 3418.36 | Inverter | 7500 | 0.95 | Solar Depot | 310-0071
383 | Fronius | IG PLUS 7.5-240 | Fronius 7,500 watt inverter with LCD display |  | 6430 | 3418.36 | Inverter | 7500 | 0.955 | Solar Depot | 310-0071
384 | Fronius | IG PLUS 7.5-277 | Fronius 7,500 watt inverter with LCD display | for 277VAC operation | 6430 | 3418.36 | Inverter | 7500 | 0.96 | Solar Depot | 310-0071
385 | Fronius | IG PLUS 10.0-208 | Fronius 10,000 watt inverter with LCD display | for 208VAC operation | 8570 | 4452.44 | Inverter | 10000 | 0.95 | Solar Depot | 310-0072
386 | Fronius | IG PLUS 10.0-240 | Fronius 10,000 watt inverter with LCD display |  | 8570 | 4452.44 | Inverter | 10000 | 0.955 | Solar Depot | 310-0072
387 | Fronius | IG PLUS 10.0-277 | Fronius 10,000 watt inverter with LCD display | for 277VAC operation | 8570 | 4452.44 | Inverter | 10000 | 0.96 | Solar Depot | 310-0072
675 | Fronius | IG PLUS 11.4-208 | Fronius 11,400 watt inverter with LCD display | for 208VAC operation | 9720 | 4896.45 | Inverter | 11400 | 0.955 | Solar Depot | 310-0073
676 | Fronius | IG PLUS 11.4-240 | Fronius 11,400 watt inverter with LCD display |  | 9720 | 4896.45 | Inverter | 11400 | 0.96 | Solar Depot | 310-0073
677 | Fronius | IG PLUS 11.4-277 | Fronius 11,400 watt inverter with LCD display | for 277VAC operation | 9720 | 4896.45 | Inverter | 11400 | 0.96 | Solar Depot | 310-0073
678 | Fronius | IG PLUS 12.0-277-3WYE277 | Fronius 12,000 watt inverter with LCD display | for 3-phase WYE 277VAC operation | 9990 | 4908.14 | Inverter | 11400 | 0.96 | Solar Depot | 310-0310
679 | KACO | 1502XI-208 | KACO 1,500 watt inverter for 208VAC, with LCD display | with integrated AC / DC disconnect | 2150 | 1497.25 | Inverter | 1500 | 0.95 | KACO | 1502XI-208
680 | KACO | 1502XI-240 | KACO 1,500 watt inverter for 240VAC, with LCD display | with integrated AC / DC disconnect | 2150 | 1497.25 | Inverter | 1500 | 0.955 | KACO | 1502XI-240
681 | KACO | 2502XI-208 | KACO 2,500 watt inverter for 208VAC, with LCD display | with integrated AC / DC disconnect | 2500 | 1723.25 | Inverter | 2500 | 0.95 | KACO | 2502XI-208
682 | KACO | 2502XI-240 | KACO 2,500 watt inverter for 240VAC, with LCD display | with integrated AC / DC disconnect | 2500 | 1723.25 | Inverter | 2500 | 0.955 | KACO | 2502XI-240
683 | KACO | 3502XI-240 | KACO 3,500 watt inverter for 240 VAC with LCD display | with integrated AC / DC disconnect | 2850 | 1977.5 | Inverter | 3500 | 0.955 | KACO | 3502XI-240
684 | KACO | 5002XI-208 | KACO 5,000 watt inverter for 208VAC, with LDC display | with integrated AC / DC disconnect | 3550 | 2486 | Inverter | 5000 | 0.95 | KACO | 5002XI-208
685 | KACO | 5002XI-240 | KACO 5,000 watt inverter for 240VAC, with LDC display | with integrated AC / DC disconnect | 3550 | 2486 | Inverter | 5000 | 0.955 | KACO | 5002XI-240
686 | KACO | 6400XI-208 | KACO 6,400 watt inverter for 208VAC, with LDC display | with integrated AC / DC disconnect | 4000 | 2938 | Inverter | 6400 | 0.965 | KACO | 6400XI-208
687 | KACO | 6400XI-240 | KACO 6,400 watt inverter for 240VAC, with LDC display | with integrated AC / DC disconnect | 4000 | 2938 | Inverter | 6400 | 0.965 | KACO | 6400XI-240
688 | KACO | 7600XI-208 | KACO 7,600 watt inverter for 208VAC, with LDC display | with integrated AC / DC disconnect | 4350 | 3277 | Inverter | 7600 | 0.965 | KACO | 7600XI-208
689 | KACO | 7600XI-240 | KACO 7,600 watt inverter for 240VAC, with LDC display | with integrated AC / DC disconnect | 4350 | 3277 | Inverter | 7600 | 0.965 | KACO | 7600XI-240
690 | KACO | XP100-H2 | KACO 100,000 watt inverter for 208 VAC operation |  | 58000 | 33335 | Inverter | 100000 | 0.955 | KACO | XP100-H2
691 | KACO | XP100-H4 | KACO 100,000 watt inverter for 480 VAC operation |  | 57250 | 33335 | Inverter | 100000 | 0.96 | KACO | XP100-H4
692 | PV Powered | PVP1100-120SD | PV Powered 1,100 watt inverter with fluorescent display | with extended voltage range of 150 - 450 | 2825 | 1380.86 | Inverter | 1100 | 0.915 | AER | PVP1100-120SD
693 | PV Powered | PVP2000-240SD | PV Powered 2,000 watt inverter with fluorescent display | with extended voltage range of 150 - 450 | 2950 | 1446.4 | Inverter | 2000 | 0.925 | AER | PVP2000-240SD
694 | PV Powered | PVP2500-240SD | PV Powered 2,500 watt inverter with fluorescent display |  | 3309 | 1607.99 | Inverter | 2500 | 0.945 | AER | PVP2500-240SD
695 | PV Powered | PVP2800-208SD | PV Powered 2,800 watt inverter with fluorescent display |  | 3610 | 1746.98 | Inverter | 2800 | 0.92 | AER | PVP2800-208SD
696 | PV Powered | PVP3000-240SD | PV Powered 3,000 watt inverter with fluorescent display | either standard or extended voltage ranges | 3610 | 1746.98 | Inverter | 3000 | 0.935 | AER | PVP3000-240SD
697 | PV Powered | PVP3500-240SD | PV Powered 3,500 watt inverter with fluorescent display |  | 3929 | 1901.79 | Inverter | 3500 | 0.955 | AER | PVP3500-240SD
698 | PV Powered | PVP4600-208SD | PV Powered 4,600 watt inverter with fluorescent display | for 208VAC operation | 4794 | 2319.89 | Inverter | 4600 | 0.955 | AER | PVP4600-208SD
699 | PV Powered | PVP4800-240SD | PV Powered 4,800 watt inverter with fluorescent display |  | 4833 | 2340.23 | Inverter | 4800 | 0.96 | AER | PVP4800-240SD
700 | PV Powered | PVP5200-240SD | PV Powered 5,200 watt inverter with fluorescent display |  | 5119 | 2478.09 | Inverter | 5200 | 0.96 | AER | PVP5200-240SD
701.1 | PV Powered | PVP35KW-208 | PV Powered 35 kW inverter for 208VAC operation | with isolation transformer | 39500 | 20717.42 | Inverter | 35000 | 0.955 | AER | PVP35KW-208
702 | PV Powered | PVP35KW-480 | PV Powered 35 kW inverter for 480VAC operation | with isolation transformer | 42000 | 20717.42 | Inverter | 35000 | 0.96 | AER | PVP35KW-480
703 | PV Powered | PVP50KW-208 | PV Powered 50 kW inverter for 208VAC operation | with isolation transformer | 50000 | 27053.33 | Inverter | 50000 | 0.96 | AER | PVP50KW-208
704 | PV Powered | PVP50KW-480 | PV Powered 50 kW inverter for 480VAC operation | with isolation transformer | 50000 | 27053.33 | Inverter | 50000 | 0.96 | AER | PVP50KW-480
705 | PV Powered | PVP75KW-208 | PV Powered 75 kW inverter for 208VAC operation | with isolation transformer | 75000 | 38417.74 | Inverter | 75000 | 0.955 | AER | PVP75KW-280
706 | PV Powered | PVP75KW-480 | PV Powered 75 kW inverter for 480VAC operation | with isolation transformer | 75000 | 38406.44 | Inverter | 75000 | 0.955 | AER | PVP75KW-480
707 | PV Powered | PVP100KW-208 | PV Powered 100 kW inverter for 208VAC operation | with isolation transformer | 83300 | 41635.98 | Inverter | 100000 | 0.955 | AER | PVP100KW-208
708 | PV Powered | PVP100KW-480 | PV Powered 100 kW inverter for 480VAC operation | with isolation transformer | 83300 | 41635.98 | Inverter | 100000 | 0.96 | AER | PVP100KW-480
709 | PV Powered | PVP260KW-480 | PV Powered 260 kW inverter for 480VAC operation | with isolation transformer | 178500 | 88903.88 | Inverter | 260000 | 0.97 | AER | PVP260KW-480
710 | SMA America | SB 700U SBD | Sunny Boy 700 watt string inverter with LCD display |  | 1925 | 1000.05 | Inverter | 696 | 0.915 | SMA America | SB 700 SBD
711 | SMA America | SB 2000HFUS 208 | Sunny Boy 2,000 watt inverter for 208VAC operation | with LCD, integrated DC disconnect | 3575 | 1695 | Inverter | 2000 | 96.5 | SMA America | SB 2000HFUS 208
712 | SMA America | SB 2000HFUS 240 | Sunny Boy 2,000 watt inverter for 240VAC operation | with LCD, integrated DC disconnect | 3575 | 1695 | Inverter | 2000 | 97 | SMA America | SB 2000HFUS 240
713 | SMA America | SB 2500HFUS 208 | Sunny Boy 2,500 watt inverter for 208VAC operation | with LCD, integrated DC disconnect | 3650 | 1779.75 | Inverter | 2500 | 96.5 | SMA America | SB 2500HFUS 208
714 | SMA America | SB 2500HFUS 240 | Sunny Boy 2,500 watt inverter for 240VAC operation | with LCD, integrated DC disconnect | 3650 | 1779.75 | Inverter | 2500 | 96.5 | SMA America | SB 2500HFUS 240
715 | SMA America | SB 3000HFUS 208 | Sunny Boy 3,000 watt inverter for 208VAC operation | with LCD, integrated DC disconnect | 4025 | 1864.5 | Inverter | 3000 | 96.5 | SMA America | SB 3000HFUS 208
716 | SMA America | SB 3000HFUS 240 | Sunny Boy 3,000 watt inverter for 240VAC operation | with LCD, integrated DC disconnect | 4025 | 1864.5 | Inverter | 3000 | 96.5 | SMA America | SB 3000HFUS 240
717 | SMA America | SB 3000US 208 | Sunny Boy 3,000 watt inverter for 208VAC operation | with LCD, integrated DC disconnect | 3000 | 1779.75 | Inverter | 3000 | 0.95 | SMA America | SB 3000US 208
718 | SMA America | SB 3000US 240 | Sunny Boy 3,000 watt inverter for 240VAC operation | with LCD, integrated DC disconnect | 3000 | 1779.75 | Inverter | 3000 | 0.955 | SMA America | SB 3000US 240
719 | SMA America | SB 4000US 208 | Sunny Boy 4,000 watt inverter for 208VAC operation | with LCD, integrated DC disconnect | 3350 | 2203.5 | Inverter | 4000 | 0.955 | SMA America | SB 4000US 208
720 | SMA America | SB 4000US 240 | Sunny Boy 4,000 watt inverter for 240VAC operation | with LCD, integrated DC disconnect | 3350 | 2203.5 | Inverter | 4000 | 0.96 | SMA America | SB 4000US 240
721 | SMA America | SB 5000US 208 | Sunny Boy 5,000 watt inverter for 208VAC operation | with LCD, integrated DC disconnect | 4650 | 2881.5 | Inverter | 5000 | 0.955 | SMA America | SB 5000US 208
722 | SMA America | SB 5000US 240 | Sunny Boy 5,000 watt inverter for 240VAC operation | with LCD, integrated DC disconnect | 4650 | 2881.5 | Inverter | 5000 | 0.955 | SMA America | SB 5000US 240
723 | SMA America | SB 5000US 277 | Sunny Boy 5,000 watt inverter for 277VAC operation | with LCD, integrated DC disconnect | 4650 | 2881.5 | Inverter | 5000 | 0.955 | SMA America | SB 5000US 277
724 | SMA America | SB 6000US 208 | Sunny Boy 6,000 watt inverter for 208VAC operation | with LCD, integrated DC disconnect | 5000 | 3072.19 | Inverter | 6000 | 0.955 | SMA America | SB 6000US 208
725 | SMA America | SB 6000US 240 | Sunny Boy 6,000 watt inverter for 240VAC operation | with LCD, integrated DC disconnect | 5000 | 3072.19 | Inverter | 6000 | 0.955 | SMA America | SB 6000US 240
726 | SMA America | SB 6000US 277 | Sunny Boy 6,000 watt inverter for 277VAC operation | with LCD, integrated DC disconnect | 5000 | 3072.19 | Inverter | 6000 | 0.96 | SMA America | SB 6000US 277
727 | SMA America | SB 7000US 208 | Sunny Boy 7,000 watt inverter for 208VAC operation | with LCD, integrated DC disconnect | 5300 | 3347.63 | Inverter | 7000 | 0.955 | SMA America | SB 7000US 208
728 | SMA America | SB 7000US 240 | Sunny Boy 7,000 watt inverter for 240VAC operation | with LCD, integrated DC disconnect | 5300 | 3347.63 | Inverter | 7000 | 0.96 | SMA America | SB 7000US 240
729 | SMA America | SB 7000US 277 | Sunny Boy 7,000 watt inverter for 277VAC operation | with LCD, integrated DC disconnect | 5300 | 3347.63 | Inverter | 7000 | 0.96 | SMA America | SB 7000US 277
730 | SMA America | SB 8000US 240 | Sunny Boy 8,000 watt inverter for 240VAC operation | with LCD, integrated DC disconnect | 5600 | 3644.25 | Inverter | 7600 | 0.96 | SMA America | SB 8000US 240
731 | SMA America | SB 8000US 277 | Sunny Boy 8,000 watt inverter for 277VAC operation | with LCD, integrated DC disconnect | 5600 | 3644.25 | Inverter | 8000 | 0.96 | SMA America | SB 8000US 277
732 | SMA America | SB 8000TLUS-10 | Sunny Boy 8,000 watt inverter for 208VAC operation | with LCD, DC disconnect, transformerless | 5600 | 3432.38 | Inverter | 8000 | 0.98 | SMA America | SB 8000TLUS-10
733 | SMA America | SB 9000TLUS-10 | Sunny Boy 9,000 watt inverter for 208VAC operation | with LCD, DC disconnect, transformerless | 6000 | 3686.63 | Inverter | 9000 | 0.98 | SMA America | SB 9000TLUS-10
734 | SMA America | SB 10000TLUS-10 | Sunny Boy 10,000 watt inverter for 208VAC operation | with LCD, DC disconnect, transformerless | 6150 | 3940.88 | Inverter | 10000 | 0.975 | SMA America | SB 10000TLUS-10
735 | SMA America | SC250U | Sunny Central 250,000 watt inverter for 480VAC operation |  | 105000 | 74715.6 | Inverter | 250000 | 0.97 | SMA America | SC250U
736 | SMA America | SC500U | Sunny Central 500,000 watt inverter for 480VAC operation |  | 215000 | 137408 | Inverter | 500000 | 0.97 | SMA America | SC500U
737 | SMA America | SC500HE-US | Sunny Central 500,000 watt inverter for 200VAC operation |  | 205000 | 115938 | Inverter | 500000 | 0.97 | SMA America | SC500HE-US
738 | SMA America | ST48 240 | Sunny Tower 48 kW inverter for 240VAC operation |  | 34000 | 25255.5 | 0.96 | SMA America | ST48 240
739 | SMA America | ST48 277 | Sunny Tower 48 kW inverter for 277VAC operation |  | 34000 | 25255.5 | 0.96 | SMA America | ST48 277
740 | SMA America | SC250U | Sunny Central 250,000 watt inverter for 480VAC operation |  | 105000 | 74715.6 | 0.97 | SMA America | SC250U
741 | SMA America | SC500U | Sunny Central 500,000 watt inverter for 480VAC operation |  | 215000 | 137408 | 0.97 | SMA America | SC500U
742 | SMA America | SC500HE-US | Sunny Central 500,000 watt inverter for 200VAC operation |  | 205000 | 115938 | 0.97 | SMA America | SC500HE-US
566
567
568
569
570
571
572
573
574
575
576
577
578
579
580
581
582
583
584
766
767
743
744
745
746
747
748
749
750
750.1 | Xantrex Technology Inc. | XW MPPT Charge Control | 60A max No more than 150V input |  |  | 463 |  |  |  | Dc Power systems | 520-0000
750.09 | Xantrex Technology Inc. | System Control Panel | Spec. Sheet |  |  | 232
750.11 | Xantrex Technology Inc. | XW Power Distribution Panel |  |  |  | 1163 |  |  |  | Mr Solar | XW-PDP
750.2 | Xantrex | XW-4548 Inverter, | Xantrex, XW-4548 Inverter, | 4500W, Grid Tied, Battery Back-Up, 120V/240V |  | 2672.4 | Inverter |  |  | Dc Power systems
Racking
42 | Metal Roof Innovations | S-5 PV KIT | S-5! Universal PV anchor |  | 8.25 | 5.25 | Mounting |  |  | Metal Roof | S-5 PV KIT
43 | Metal Roof Innovations | S-5-T MINI | S-5! roof top accessory utility clamp | for "T" shaped seam roofs | 8.45 | 5.37 | Mounting |  |  | Metal Roof | S-5-T MINI
44 | Metal Roof Innovations | S-5-U | S-5! attachment hardware clamp | for standing seam profile roofs | 11 | 8.87 | Mounting |  |  | Metal Roof | S-5-U
44.5 | Ilsco | Lay-In Ground Lug | Direct Burial |  |  | 2.73
45 | Pro Solar | AN34FS | Standard metal Foam Jack flashing, 11 x 13 inches base |  | 5.25 | 3.23 | Mounting |  |  | Pro Solar | AN34FS
46 | Pro Solar | A-FJT | Fast Jack 2x bracket, with stainless steel hex bolts | module arrays share one connection | 13.6 | 7.35 | Mounting |  |  | Pro Solar | A-FJT
47 | Pro Solar | A-RE | Roof Trac rail enhancer, one |  | 4.35 | 3.31 | Mounting |  |  | Pro Solar | A-RE
48 | Pro Solar | A-SPLICE | Roof Trac splice, one | with stainless steel hex bolts, lock washers | 5.8 | 4.08 | Mounting |  |  | Pro Solar | A-SPLICE
49 | Pro Solar | A-SPLICE XD | Extra deep channel splice, one | with stainless steel hex bolts, lock washers | 8 | 4.64 | Mounting |  |  | Pro Solar | A-SPLICE XD
50 | Pro Solar | A-TEE | Hollander 1-1/2 inch tee fitting for Ground Trac system |  | 16.46 | 11.51 | Mounting |  |  | Pro Solar | A-TEE
51 | Pro Solar | A-TU24 | Roof Trac 24 inch tilt up, one kit | for up to four modules | 66 | 44.08 | Mounting |  |  | Pro Solar | A-TU24
52 | Pro Solar | A-UAS-S | U-bolt assembly for Ground Trac system | with stainless steel hardware | 11.5 | 7.23 | Mounting |  |  | Pro Solar | A-UAS-S
53 | Pro Solar | A-UNIBIT | Unibit #10 drill bit |  | 27 | 22.44 | Mounting |  |  | Pro Solar | A-UNIBIT
54 | Pro Solar | C225IMC | Clear intermodule clamp -- SolarWorld/Suntech res/Can Sol | with hex bolt and lock washer | 2.75 | 2.1 | Mounting |  |  | Pro Solar | C225IMC
55 | Pro Solar | C225IMC-B | Black intermodule clamp for Suntech residential modules | with hex bolt and lock washer | 3.05 | 2.34 | Mounting |  |  | Pro Solar | C225IMC-B
56 | Pro Solar | C250IMC | Clear intermodule clamp for regular Sharp modules | with hex bolt and lock washer | 2.75 | 2.1 | Mounting |  |  | Pro Solar | C250IMC
57 | Pro Solar | C250IMC-B | Black intermodule clamp -- Kyocera, Sanyo and SunPower | with hex bolt and lock washer | 3.05 | 2.34 | Mounting |  |  | Pro Solar | C250IMC-B
58 | Pro Solar | C275IMC | Clear intermodule clamp -- ET Solar/Suntech commercial | with hex bolt and lock washer | 2.75 | 2.1 | Mounting |  |  | Pro Solar | C275IMC
59 | Pro Solar | C275IMC-B | Black intermodule clamp for ET Solar modules | with hex bolt and lock washer | 3.05 | 2.34 | Mounting |  |  | Pro Solar | C275IMC-B
60 | Pro Solar | C300IMC-B | Black intermodule clamp for Sharp OnEnergy modules | with hex bolt and lock washer | 3.3 | 2.55 | Mounting |  |  | Pro Solar | C300IMC-B
61 | Pro Solar | C1332EC | Clear end clamp for SolarWorld modules | with hex bolt and lock washer | 2.75 | 2.1 | Mounting |  |  | Pro Solar | C1332EC
62 | Pro Solar | C1358EC | Clear end clamp for Suntech residential modules | with hex bolt and lock washer | 2.75 | 2.1 | Mounting |  |  | Pro Solar | C1358EC
63 | Pro Solar | C1358EC-B | Black end clamp for Suntech residential modules | with hex bolt and lock washer | 3.05 | 2.34 | Mounting |  |  | Pro Solar | C1358EC-B
64 | Pro Solar | C1572EC | Clear end clamp for Canadian Solar modules | with hex bolt and lock washer | 2.75 | 2.1 | Mounting |  |  | Pro Solar | C1572EC
65 | Pro Solar | C1810EC | Clear end clamp for regular Sharp modules | with hex bolt and lock washer | 2.75 | 2.1 | Mounting |  |  | Pro Solar | C1810EC
66 | Pro Solar | C1810EC-B | Black end clamp -- Kyocera, Sanyo and SunPower modules | with hex bolt and lock washer | 3.05 | 2.34 | Mounting |  |  | Pro Solar | C1810EC-B
67 | Pro Solar | C1968EC | Clear end clamp -- ET Solar, Suntech commercial modules | with hex bolt and lock washer | 2.75 | 2.1 | Mounting |  |  | Pro Solar | C1968EC
68 | Pro Solar | C1968EC-B | Black end clamp for ET Solar modules | with hex bolt and lock washer | 3.05 | 2.34 | Mounting |  |  | Pro Solar | C1968EC-B
69 | Pro Solar | C2260EC-B | Black end clamp for Sharp OnEnergy modules | with hex bolt and lock washer | 3.3 | 2.55 | Mounting |  |  | Pro Solar | C2260EC-B
70 | Pro Solar | CFJE-450 | 4.5 inch Commercial Fast Jack E-Series | post and base, without lag bolts | 11 | 7.85 | Mounting |  |  | Pro Solar | CFJE-450
71 | Pro Solar | CFJE-600 | 6 inch Commercial Fast Jack E-Series | post and base, without lag bolts | 12 | 8.36 | Mounting |  |  | Pro Solar | CFJE-600
72 | Pro Solar | CFJE-800 | 8 inch Commercial Fast Jack E-Series | post and base, without lag bolts | 13 | 9.04 | Mounting |  |  | Pro Solar | CFJE-800
73 | Pro Solar | CFJE-1000 | 10 inch Commercial Fast Jack E-Series | post and base, without lag bolts | 14 | 9.72 | Mounting |  |  | Pro Solar | CFJE-1000
74 | Pro Solar | CFJE-1200 | 12 inch Commercial Fast Jack E-Series | post and base, without lag bolts | 15 | 10.4 | Mounting |  |  | Pro Solar | CFJE-1200
75 | Pro Solar | CFJE-LEVEL | Commercial Fast Jack E-Series leveling kit | stainless steel hardware, including lag bolt | 3.95 | 3.92 | Mounting |  |  | Pro Solar | CFJE-LEVEL
76 | Pro Solar | FJ-300 | 3 inch Fast Jack flashable stanchion | stainless steel stud, nuts and washers | 11 | 7.67 | Mounting |  |  | Pro Solar | FJ-300
77 | Pro Solar | FJ-450 | 4.5 inch Fast Jack flashable stanchion | stainless steel hardware, including lag bolt | 12 | 8.43 | Mounting |  |  | Pro Solar | FJ-450
78 | Pro Solar | FJ-600 | 6 inch Fast Jack flashable stanchion | stainless steel hardware, including lag bolt | 13 | 9.21 | Mounting |  |  | Pro Solar | FJ-600
79 | Pro Solar | FJ-750 | 7.5 inch Fast Jack flashable stanchion | stainless steel hardware, including lag bolt | 14 | 9.96 | Mounting |  |  | Pro Solar | FJ-750
80 | Pro Solar | FJE-300 | 3 inch E-Series Fast Jack flashable stanchion | stainless steel hardware, including lag bolt | 7.85 | 5.59 | Mounting |  |  | Pro Solar | FJE-300
81 | Pro Solar | FJE-450 | 4.5 inch E-Series Fast Jack flashable stanchion | stainless steel hardware, including lag bolt | 8.5 | 6.46 | Mounting |  |  | Pro Solar | FJE-450
82 | Pro Solar | FJ-LEVEL | Fast Jack leveling kit | stainless steel stud, nuts and washers | 3.95 | 3.24 | Mounting |  |  | Pro Solar | FJ-LEVEL
83 | Pro Solar | FMJ-450-38-L | 4.5 inch Foam Jack, 3/8 inch threaded post with lag base |  | 12.1 | 7.89 | Mounting |  |  | Pro Solar | FMJ-450-38-L
84 | Pro Solar | FMJ-500-12-L | 5 inch Foam Jack, 1/2 inch threaded post with lag base |  | 12.1 | 7.89 | Mounting |  |  | Pro Solar | FMJ-450-12-L
85 | Pro Solar | OAT-SF-1 | Oatey Fast Jack solar flashing, 12.5 x 8.75 inch base |  | 4.4 | 3.73 | Mounting |  |  | Pro Solar | 11830
86 | Pro Solar | OAT-SF-2 | Oatey Fast Jack solar flashing, 18 x 18 inch base |  | 12.38 | 10.34 | Mounting |  |  | Pro Solar | 11831
87 | Pro Solar | P-CN | Roof Track sliding channel nut | clear anodized aluminum | 0.78 | 0.42 | Mounting |  |  | Pro Solar | P-CN
88 | Pro Solar | R-136 | Single Roof Trac 136 inch rail | clear anodized aluminum | 34.68 | 21.06 | Mounting |  |  | Pro Solar | R-136
89 | Pro Solar | R-136D | Single deep channel 136 inch support rail | for up to six foot spans | 40 | 26.02 | Mounting |  |  | Pro Solar | R-136D
90 | Pro Solar | R-136XD | Single extra deep channel 136 inch support rail | for up to eight foot spans | 45 | 30.18 | Mounting |  |  | Pro Solar | R-136XD
92 | Pro Solar | SW5-6 | Kit for Solar Wedge at 5 degrees | for 30 running feet of rail at six feet on center | 180 | 141.7 | Mounting |  |  | Pro Solar | SW5-6
93 | Pro Solar | SW10-6 | Kit for Solar Wedge at 10 degrees | for 30 running feet of rail at six feet on center | 190 | 148.79 | Mounting |  |  | Pro Solar | SW10-6
94 | Pro Solar | SW15-6 | Kit for Sola rWedge at 15 degrees | for 30 running feet of rail at six feet on center | 200 | 164.14 | Mounting |  |  | Pro Solar | SW15-6
95 | Pro Solar | TEMP-OAT | Oatey solar flashing template tool | for cutting composition shingle | 130 | 84.75 | Mounting |  |  | Pro Solar | TEMP-OAT
96 | Pro Solar | TEMP-STD | Standard flashing template tool | for cutting composition shingle | 130 | 84.75 | Mounting |  |  | Pro Solar | TEMP-STD
97 | Pro Solar | TT-18-1.5 | Tile Trac shingle attachment kit, 1.5 inch stud, box of 18 | for comp shingle, stainless steel hardware | 170 | 130.48 | Mounting |  |  | Pro Solar | TT-18-1.5
98 | Pro Solar | TT-18E-2 | Tile Trac shingle attachment kit, 2.0 inch stud, box of 18 | for comp shingle, stainless steel hardware | 160 | 111.64 | Mounting |  |  | Pro Solar | TT-18E-2
99 | Pro Solar | TT-18-T4 | Tile Trac tile attachment kit, 4 inch stud, box of 18 | for flat concrete tile, stainless steel hardware | 172.5 | 148.34 | Mounting |  |  | Pro Solar | TT-18T4
100 | Pro Solar | TT-18-T6 | Tile Trac tile attachment kit, 6 inch stud, box of 18 | for S-curve tile, stainless steel hardware | 172.5 | 148.34 | Mounting |  |  | Pro Solar | TT-18T6
101 | Schuco | 231 055 | Flat roof installation kit for premium collectors | for portrait installation | 355 | 308.89 | Mounting |  |  | Schuco | 231 055
102 | Schuco | 231 056 | Flat roof installation kit for premium collectors | for landscape installation | 355 | 308.89 | Mounting |  |  | Schuco | 231 056
103 | Schuco | 231 057 | Flat roof installation kit extension for premium collectors | for portrait installation | 339 | 294.96 | Mounting |  |  | Schuco | 231 057
104 | Schuco | 231 058 | Flat roof installation kit extension for premium collectors | for landscape installation | 339 | 294.96 | Mounting |  |  | Schuco | 231 058
105 | Schuco | 232 024-1 | Aluminum ezPremium Collector Clip |  | 2.24 | 1.95 | Mounting |  |  | Schuco | 232 024-1
106 | Schuco | 232 025-1 | Aluminum ezSlim Collector Clamp | ezAnchor Block, stainless steel screw | 2.84 | 2.47 | Mounting |  |  | Schuco | 232 025-1
107 | Schuco | 232 026 | Set of two aluminum ezAngle-Als |  | 9 | 7.83 | Mounting |  |  | Schuco | 232 026
108 | Schuco | 232 028-1 | Stainless steel ezUniversal Screw with hex head socket | 5/16 x 5/18 inches | 0.86 | 0.75 | Mounting |  |  | Schuco | 232 028-1
109 | Schuco | 232 034-1 | Aluminum ezPremium Collector Clamp | ezAnchor Block, stainless steel screw | 3.12 | 2.71 | Mounting |  |  | Schuco | 232 034-1
110 | Schuco | 232 036-1 | Standard ezRail, 135 inches | plate finish aluminum | 68.2 | 59.34 | Mounting |  |  | Schuco | 232 036-1
111 | Schuco | 232 037-1 | Heavy duty ezRail, 240 inches | plate finish aluminum | 137.75 | 119.86 | Mounting |  |  | Schuco | 232 037-1
112 | Schuco | 232 038-1 | Heavy duty ezRail, 135 inches | plate finish aluminum | 85.25 | 74.18 | Mounting |  |  | Schuco | 232 038-1
113 | Schuco | 232 050 | ezFlush-Mount set with four brackets, self tapping screws | for Slim solar thermal, composite shingle | 58 | 50.47 | Mounting |  |  | Schuco | 232 050
114 | Schuco | 232 060 | SolarEZ mounting system spare parts | anchor blocks, T-bolts, screws, hex nuts | 10 | 8.7 | Mounting |  |  | Schuco | 232 060
115 | Schuco | 232 061-1 | Set of two aluminum ezL Stand Offs |  | 10.9 | 9.48 | Mounting |  |  | Schuco | 232 061-1
116 | Schuco | 232 062-1 | Aluminum ezAnchor Block, 5/16 x .866 inches |  | 1.74 | 1.51 | Mounting |  |  | Schuco | 232 062-1
117 | Schuco | 232 064 | Set of two stainless steel ezAnchor S-Tiles | with ezT-Bolt and flanged hex nut | 43 | 37.41 | Mounting |  |  | Schuco | 232 064
118 | Schuco | 232 066 | Set of two stainless steel ezAnchor Mission Tiles | with ezT-Bolt and flanged hex nut | 59 | 51.34 | Mounting |  |  | Schuco | 232 066
119 | Schuco | 232 072-1 | Aluminum ezSlim Collector Clip |  | 2.03 | 1.77 | Mounting |  |  | Schuco | 232 072-1
120 | Schuco | 232 112-1 | Hardened steel ezAnti-Theft device for ezUniversal Screw |  | 0.52 | 0.45 | Mounting |  |  | Schuco | 232 112-1
121 | Schuco | 232 115 | ezMounting Kit Premium 2, heavy duty 102.5 inch ezRails | for two Premium solar thermal collectors | 242 | 210.56 | Mounting |  |  | Schuco | 232 115
122 | Schuco | 232 116 | ezMounting Kit Premium 3, heavy duty 153.9 inch ezRails | for three Premium solar thermal collectors | 284 | 247.11 | Mounting |  |  | Schuco | 232 116
123 | Schuco | 232 118 | Screwdriver for 1/4 inch hex head screws |  | 6 | 5.22 | Mounting |  |  | Schuco | 232 118
124 | Schuco | 232 124 | Set of two stainless steel ezAngles | with 5/16 x 1 inch carriage bolt and hex nut | 14 | 18.08 | Mounting |  |  | Schuco | 232 124
125 | Schuco | 232 456-1 | Aluminum ezSlim Collector Clamp, dark brown | ezAnchor Block, stainless steel screw | 3.24 | 2.82 | Mounting |  |  | Schuco | 232 456-1
126 | Schuco | 232 457-1 | Aluminum ezSlim Collector Clip, dark brown |  | 3.1 | 2.7 | Mounting |  |  | Schuco | 232 457-1
127 | Schuco | 232 844 | ezFlatroof angle for thermal collectors |  | 259 | 225.36 | Mounting |  |  | Schuco | 232 844
128 | Schuco | 232 847 | ezMounting Kit Slim Line 2, heavy duty 94.09 inch EzRails | for two Slim Line solar thermal collectors | 228 | 198.38 | Mounting |  |  | Schuco | 232 847
129 | Schuco | 232 848 | ezMounting Kit Slim Line 3, heavy duty 153.94 inch EzRails | for three Slim Line solar thermal collectors | 258 | 224.49 | Mounting |  |  | Schuco | 232 848
130 | Schuco | 232 934 | ezFlatroof safety cross for thermal collectors |  | 39 | 33.93 | Mounting |  |  | Schuco | 232 934
131 | Schuco | 255 020-1 | Aluminum ezPremium Collector Clamp, dark brown | ezAnchor Block, stainless steel screw | 2.7 | 2.35 | Mounting |  |  | Schuco | 255 020-1
132 | Shuco | 257 127 | Set of two stainless steel ezAnchor horizontal |  | 23 | 20.01 | Mounting |  |  | Schuco | 257 127
133 | Shuco | 257 130 | Set of two stainless steel ezAnchor vertical |  | 23 | 20.01 | Mounting |  |  | Schuco | 257 130
134 | Unirac | 004013C-1 | Oatey soft aluminum flashing, 18 x 18 inch base |  | 16.5 | 7.68 | Mounting |  |  | Solar Depot | 0270-0653
135 | Unirac | 004014C-1 | Oatey galvanized flashing, 12-1/2 x 8-3/4 inch base |  | 8 | 4.35 | Mounting |  |  | Solar Depot | 0270-0002
136 | Unirac | 004015C-1 | Oatey aluminum flashing, 12-1/2 x 8-3/4 inch base |  | 11.58 | 6.81 | Mounting |  |  | Solar Depot | 0270-0652
137 | Unirac | 004300C-1 | 3 inch two piece aluminum flat top standoff, clear | with stainless steel bolt and lock washer | 15.37 | 8.63 | Mounting |  |  | Solar Depot | 210-0433
138 | Unirac | 004301G-1 | 3 inch one piece zinc plated steel flat top standoff | with stainless steel bolt and lock washer | 20 | 11.9 | Mounting |  |  | Solar Depot | 210-0345
139 | Unirac | 004302G-1 | 3 inch raised flange zinc plated steel standoff | with stainless steel bolt and lock washer | 25 | 11.5 | Mounting |  |  | Solar Depot | 211-0356
140 | Unirac | 004400C-1 | 4 inch two piece aluminum flat top standoff, clear | with stainless steel bolt and lock washer | 16.51 | 8.86 | Mounting |  |  | Solar Depot | 210-0434
141 | Unirac | 004401G-1 | 4 inch one piece zinc plated steel flat top standoff | with stainless steel bolt and lock washer | 21 | 12.07 | Mounting |  |  | Solar Depot | 210-0346
142 | Unirac | 004402G-1 | 4 inch raised flange zinc plated steel standoff | with stainless steel bolt and lock washer | 26 | 13.21 | Mounting |  |  | Solar Depot | 211-0358
143 | Unirac | 004600C-1 | 6 inch two piece aluminum flat top standoff | with stainless steel bolt and lock washer | 18.67 | 10.17 | Mounting |  |  | Solar Depot | 210-0435
144 | Unirac | 004601G-1 | 6 inch one piece zinc plated steel flat top standoff | with stainless steel bolt and lock washer | 21 | 12.52 | Mounting |  |  | Solar Depot | 210-0347
145 | Unirac | 004602G-1 | 6 inch raised flange zinc plated steel standoff | with stainless steel bolt and lock washer | 27 | 14.14 | Mounting |  |  | Solar Depot | 211-0359
146 | Unirac | 004700C-1 | 7 inch two piece aluminum flat top standoff, clear | with stainless steel bolt and lock washer | 19.8 | 10.93 | Mounting |  |  | Solar Depot | 210-0436
147 | Unirac | 004701G-1 | 7 inch one piece zinc plated steel flat top standoff | with stainless steel bolt and lock washer | 22 | 14.2 | Mounting |  |  | Solar Depot | 211-0360
148 | Unirac | 004702G-1 | 7 inch raised flange zinc plated steel standoff | with stainless steel bolt and lock washer | 28 | 15.27 | Mounting |  |  | Solar Depot | 211-0361
149 | Unirac | 310475-1 | 12 inch raised flange zinc plated steel standoff | with stainless steel bolt and lock washer | 28 | 19.96 | Mounting |  |  | Unirac | 310475
150 | Unirac | 009001D-1 | 1-1/2 x 2 x 1/16 inch blue plastic shim |  | 0.21 | 0.14 | Mounting |  |  | Solar Depot | 270-0132
151 | Unirac | 009002D-1 | 1-1/2 x 2 x 1/4 inch black plastic shim |  | 0.32 | 0.21 | Mounting |  |  | Solar Depot | 270-0133
152 | Unirac | 009003D-1 | 1-1/2 x 2 x 1/8 inch red plastic shim |  | 0.26 | 0.16 | Mounting |  |  | Solar Depot | 270-0134
153 | Unirac | 009004D-1 | 1-1/2 x 3-3/8 inch tapered black plastic shim |  | 0.62 | 0.4 | Mounting |  |  | Solar Depot | 270-0135
154 | Unirac | 030003C-1 | 1/4 inch breakaway aluminum nut | security hardware | 1.25 | 0.8 | Mounting |  |  | Solar Depot | 270-0120
155 | Unirac | 030021C-1 | 8 x 3/8 inch hanger bolt | with stainless steel nut and washers | 13.44 | 8.54 | Mounting |  |  | Solar Depot | 0270-0005
156 | Unirac | 030022C | 3/8 inch hanger bolt driver |  | 23.63 | 12.54 | Mounting |  |  | Solar Depot | 270-0006
157 | Unirac | 202000D-1 | SunFrame black plastic UV resistant end cap, pair | with matching stainless steel screws | 13 | 1.58 | Mounting |  |  | Unirac | 310226
158 | Unirac | 202001C-1 | SunFrame "C" clear 192 inch rail cap strip | for Suntech residential modules | 58 | 38.66 | Mounting |  |  | Unirac | 321137
159 | Unirac | 202001D-1 | SunFrame "C" dark bronze 192 inch rail cap strip | for Suntech residential modules | 60.25 | 34.02 | Mounting |  |  | Unirac | 321103
160 | Unirac | 321110-1 | SunFrame "C" dark bronze 96 inch rail cap strip | for Suntech residential modules | 35 | 18.1 | Mounting |  |  | Unirac | 321111
161 | Unirac | 202004C-1 | SunFrame "F" clear 192 inch rail cap strip | for Sharp modules | 58.75 | 33.18 | Mounting |  |  | Unirac | 321109
162 | Unirac | 321120-1 | SunFrame "F" clear 96 inch rail cap strip | for Sharp modules | 35 | 19.24 | Mounting |  |  | Unirac | 321121
163 | Unirac | 202004D-1 | SunFrame "F" dark bronze 192 inch rail cap strip | for Kyocera, Sanyo, SunPower modules | 77 | 30.86 | Mounting |  |  | Unirac | 321133
164 | Unirac | 321127-1 | SunFrame "F" dark bronze 96 inch rail cap strip | for Kyocera, Sanyo, SunPower modules | 37.25 | 18.36 | Mounting |  |  | Unirac | 321127
165 | Unirac | 204001C-1 | SunFrame L-foot adjusting slider | includes 2 lag bolts with washers and footing bolt | 15.2 | 7.71 | Mounting |  |  | Unirac | 310224
166 | Unirac | 209000D-1 | SunFrame dark .75 inch "C" cap strip screw | for Suntech residential | 0.93 | 0.27 | Mounting |  |  | Unirac | 321153-1
167 | Unirac | 209001C-1 | SunFrame clear 1 inch "F" cap strip screw | for Sharp modules | 0.76 | 0.24 | Mounting |  |  | Unirac | 321160-1
168 | Unirac | 209001D-1 | SunFrame dark 1 inch "F & G" cap strip screw | for Kyocera modules | 1.01 | 0.51 | Mounting |  |  | Unirac | 321154-1
169 | Unirac | 210192C | SunFrame clear anodized 192 inch rail | threaded slot design | 190 | 109.16 | Mounting |  |  | Solar Depot | 210-0591
170 | Unirac | 302017-1 | SunFrame clear anodized 96 inch rail | threaded slot design | 99 | 55.43 | Mounting |  |  | Unirac | 302018
171 | Unirac | 210192D | SunFrame dark bronze anodized 192 inch rail | threaded slot design | 217 | 125.7 | Mounting |  |  | Solar Depot | 210-0592
172 | Unirac | 302013-1 | SunFrame dark bronze anodized 96 inch rail | threaded slot design | 113 | 48.03 | Mounting |  |  | Unirac | 302014
173 | Unirac | 302000C-1 | Single bottom mount clip | clear anodized aluminum | 1.55 | 0.84 | Mounting |  |  | Solar Depot | 260-0194
174 | Unirac | 302003C-1 | "C" top mount end clamp, clear anodized aluminum | for Suntech residential | 2.3 | 1.4 | Mounting |  |  | Solar Depot | 260-0058
175 | Unirac | 302003D-1 | "C" top mount end clamp, dark anodized aluminum | for Suntech residential modules | 2.95 | 1.83 | Mounting |  |  | Solar Depot | 260-0132
176 | Unirac | 302004C-1 | "D" top mount end clamp, clear anodized aluminum | for Canadian Solar modules | 2.3 | 1.4 | Mounting |  |  | Solar Depot | 260-0059
177 | Unirac | 302005C-1 | "E" top mount end clamp, clear anodized aluminum | for Suntech commercial, ET Solar modules | 2.3 | 1.4 | Mounting |  |  | Solar Depot | 260-0060
178 | Unirac | 302005D-1 | "E" top mount end clamp, dark anodized aluminum | for ET modules | 2.95 | 1.83 | Mounting |  |  | Solar Depot | 260-0133
179 | Unirac | 302006C-1 | "F" top mount end clamp, clear anodized aluminum | for Sharp modules | 2.3 | 1.4 | Mounting |  |  | Solar Depot | 260-0061
180 | Unirac | 302006D-1 | "F" top mount end clamp, dark anodized aluminum | for Sharp, Kyocera, Sanyo, SunPower | 2.95 | 1.83 | Mounting |  |  | Solar Depot | 260-0138
181 | Unirac | 302101C-1 | "C & D" top mount mid clamp, clear anodized aluminum | Suntech residential, Canadian Solar | 2.5 | 1.57 | Mounting |  |  | Solar Depot | 260-0063
182 | Unirac | 302101D-1 | "C" top mount mid clamp, dark anodized aluminum | for Suntech residential modules | 3.55 | 2.18 | Mounting |  |  | Solar Depot | 260-0134
183 | Unirac | 302103C-1 | "E & F" top mount mid clamp, clear anodized aluminum | for Suntech comm, ET and Sharp modules | 2.5 | 1.57 | Mounting |  |  | Solar Depot | 260-0064
184 | Unirac | 302104D-1 | "E & F" top mount mid clamp, dark anodized aluminum | for ET, Sharp, Kyocera, Sanyo, SunPower | 3.55 | 2.18 | Mounting |  |  | Solar Depot | 260-0135
185 | Unirac | 303001C-1 | SunFrame/SolarMount rail clear anodized splice bar | with stainless steel self tapping screws | 13.2 | 3.76 | Mounting |  |  | Solar Depot | 211-0054
186 | Unirac | 303002D-1 | SunFrame/SolarMount rail dark bronze splice bar | with stainless steel self tapping screws | 13.41 | 3.94 | Mounting |  |  | Solar Depot | 211-0052
187 | Unirac | 303003C-1 | SolarMount rail clear anodized splice plate | with stainless steel bolts and flange nuts | 15.72 | 9.07 | Mounting |  |  | Solar Depot | 210-0384
188 | Unirac | 304000C-1 | Single clear serrated L- foot for Unirac rails | with stainless steel bolts and flange nuts | 5.78 | 3.15 | Mounting |  |  | Solar Depot | 211-0034
189 | Unirac | 304000D-1 | Single dark bronze serrated L-foot for Unirac rails | with stainless steel bolts and flange nuts | 5.85 | 2.88 | Mounting |  |  | Unirac | 310066
190 | Unirac | 307007M | Tilt leg, low profile, 7 inch fixed | one leg, without L-feet | 19 | 13.12 | Mounting |  |  | Solar Depot | 211-0102
191 | Unirac | 307015M | Tilt leg, low profile, 15 inch fixed | one leg, without L-feet | 18.5 | 12.69 | Mounting |  |  | Solar Depot | 211-0353
192 | Unirac | 307020M | Tilt leg, low profile, 20 inch fixed | one leg, without L-feet | 20 | 14.36 | Mounting |  |  | Solar Depot | 211-0354
193 | Unirac | 307034M | Tilt leg, low profile, 34 inch fixed | one leg, without L-feet | 24.5 | 19.09 | Mounting |  |  | Solar Depot | 211-0355
194 | Unirac | 307107M | Tilt leg, low profile, 12 inch adjustable | one leg, without L-feet | 38 | 24.8 | Mounting |  |  | Solar Depot | 211-0043
195 | Unirac | 307115M | Tilt leg, low profile, 30 inch adjustable | one leg, without L-feet | 47 | 26.71 | Mounting |  |  | Solar Depot | 211-0044
196 | Unirac | 307120M | Tilt leg, low profile, 44 inch adjustable | one leg, without L-feet | 55 | 27.99 | Mounting |  |  | Solar Depot | 211-0045
197 | Unirac | 307134M | Tilt leg, low profile, 72 inch adjustable | one leg, without L-feet | 105 | 52.79 | Mounting |  |  | Solar Depot | 211-0352
198 | Unirac | 310107 | Tilt leg, high profile, 12 inch adjustable | set of two legs | 54 | 34.35 | Mounting |  |  | Unirac | 310107
199 | Unirac | 310109 | Tilt leg, high profile, 72 inch adjustable | set of two legs | 108 | 50.53 | Mounting |  |  | Unirac | 310109
200 | Unirac | 310110 | Tilt leg, high profile, 104 inch adjustable | set of four legs | 227 | 144.38 | Mounting |  |  | Unirac | 310110
201 | Unirac | 310111 | Tilt leg, high profile, 18 inch adjustable | set of four legs | 101 | 64.24 | Mounting |  |  | Unirac | 310111
202 | Unirac | 310112 | Tilt leg, high profile, 64 inch adjustable | set of four legs | 169 | 107.5 | Mounting |  |  | Unirac | 310112
203 | Unirac | 308001S-1 | Unirac grounding clip for top mount rail clamps |  | 2.29 | 1.46 | Mounting |  |  | Solar Depot | 590-0000
204 | Unirac | 309001D-1 | Black push mount cable tie |  | 0.3 | 0.2 | Mounting |  |  | Solar Depot | 270-0136
205 | Unirac | 300106-1 | Single SolarMount 106 inch rail | clear anodized aluminum; needs three L-feet | 68 | 35.37 | Mounting |  |  | Unirac | 300106-1
206 | Unirac | 310132C-1 | Single SolarMount 132 inch rail | clear anodized aluminum; needs three L-feet | 82 | 45.8 | Mounting |  |  | Solar Depot | 210-0203
207 | Unirac | 310168C-1 | Single SolarMount 168 inch rail | clear anodized aluminum; needs four L-feet | 104 | 58.52 | Mounting |  |  | Solar Depot | 210-0206
208 | Unirac | 310208C-1 | Single SolarMount 208 inch rail | clear anodized aluminum; needs five L-feet | 127 | 71.24 | Mounting |  |  | Solar Depot | 210-0596
209 | Unirac | 310240C-1 | Single SolarMount 240 inch rail | clear anodized aluminum; needs five L-feet | 134 | 83.96 | Mounting |  |  | Solar Depot | 210-0212
210 | Unirac | 310351-XXXX | RapidRac bay frame | four digit suffix identifies specifc module | 104 | 50.88 | Mounting |  |  | Solar Depot | 310351-XXXX
211 | Unirac | 310355-XXXX | RapidRac bay frame with module mount | four digit suffix identifies specifc module | 208 | 101.77 | Mounting |  |  | Solar Depot | 310355-XXXX
212 | Unirac | 330001C-1 | 1/4 x 2-1/2 inch T-bolt with flange nut | replacement item | 1.75 | 0.96 | Mounting |  |  | Solar Depot | 270-0137
213 | Unirac | 330003C-1 | 1/4 x 2-1/2 inch T-bolt with flange nut | replacement item | 1.75 | 1.12 | Mounting |  |  | Solar Depot | 270-0139
214 | Unirac | 330004D-1 | 1/4 x 2-1/2 inch dark T-bolt with flange nut | replacement item | 1.75 | 1.12 | Mounting |  |  | Unirac | 3211275
215 | Unirac | 403200C | 7 foot brace for 2 inch pipe | U-LA component, mill finish aluminum | 68 | 43.25 | Mounting |  |  | Solar Depot | 270-0027
216 | Unirac | 403201C | 10-1/2 foot brace for 2 inch pipe | U-LA component, mill finish aluminum | 99 | 62.97 | Mounting |  |  | Solar Depot | 270-0028
217 | Unirac | 403202C | 14 foot brace for 2 inch pipe | U-LA component, mill finish aluminum | 129 | 82.05 | Mounting |  |  | Solar Depot | 270-0029
218 | Unirac | 403210P | Gray plastic pipe leg cap, two inch | U-LA component | 1.5 | 0.68 | Mounting |  |  | Solar Depot | 270-0091
219 | Unirac | 403211C | Front pipe leg cap, two inch | U-LA component, mill finish aluminum | 43 | 27.35 | Mounting |  |  | Solar Depot | 240-0190
220 | Unirac | 403213C | Rail mounting bracket for 2 inch pipe | U-LA component, mill finish aluminum | 18.98 | 12.07 | Mounting |  |  | Solar Depot | 270-0030
221 | Unirac | 403214C | Rear pipe leg cap, two inch | U-LA component, mill finish aluminum | 43 | 27.35 | Mounting |  |  | Solar Depot | 270-0025
222 | Unirac | 403215C | Pipe slider, flanged for cross bracing, two inch | U-LA component, mill finish aluminum | 20.48 | 13.02 | Mounting |  |  | Solar Depot | 207-0026
223 | Unirac | 403216S | Pipe threaded foot, two inch | U-LA component, zinc plated steel | 41 | 26.08 | Mounting |  |  | Solar Depot | 240-0183
224 | Unirac | 321201 | Portrait mount junction plate | U-LA component, mill finish aluminum | 7 | 3.76 | Mounting |  |  | Unirac | 321201
225 | Unirac | 301007 | Single SolarMount heavy duty 120 inch rail | mill finish aluminum | 133 | 67.87 | Mounting |  |  | Unirac | 301008
226 | Unirac | 301008 | Single SolarMount heavy duty 132 inch rail | mill finish aluminum | 133 | 74.33 | Mounting |  |  | Unirac | 301008
227 | Unirac | 410144M | Single SolarMount heavy duty 144 inch rail | mill finish aluminum | 146 | 92.86 | Mounting |  |  | Solar Depot | 210-0272
228 | Unirac | 301010 | Single SolarMount heavy duty 156 inch rail | mill finish aluminum | 155 | 108.71 | Mounting |  |  | Unirac | 301010
229 | Unirac | 410168M | Single SolarMount heavy duty 168 inch rail | mill finish aluminum | 166 | 105.59 | Mounting |  |  | Solar Depot | 210-0274
230 | Unirac | 301013 | Single SolarMount heavy duty 192 inch rail | mill finish aluminum | 190 | 139.56 | Mounting |  |  | Unirac | 301013
231 | Unirac | 410204M | Single SolarMount heavy duty 204 inch rail | mill finish aluminum | 201 | 127.85 | Mounting |  |  | Solar Depot | 210-0277
232 | Unirac | 410240M | Single SolarMount heavy duty 240 inch rail | mill finish aluminum | 235 | 149.48 | Mounting |  |  | Solar Depot | 210-0280
233 | Unistrut | P1000T10EA | Unistrut 1-5/8 inches x 10 feet aluminum channel | 12 gauge half slotted | 75 | 39.17 | Mounting |  |  | Maltby | 52233
234 | Unistrut | P1000T20EA | Unistrut 1-5/8 inches x 20 feet aluminum channel | 12 guage half slotted | 150 | 107.35 | Mounting |  |  | Lord & Sons | P1000T20EA
235 | Unistrut | P1008EG | Unistrut 3/8 inch channel nut with spring | for 1-5/8 inch aluminum channel | 1.15 | 0.68 | Mounting |  |  | Lord & Sons | P1008EG
236 | Unistrut | P1377EG | Unistrut 1/4 inch splice clevis | for 1-5/8 inch zinc plated steel | 15.75 | 9.28 | Mounting |  |  | Lord & Sons | P1377EG
237 | Unistrut | P3008EG | Unistrut 3/8 inch channel nut | for 1-5/8 inch aluminum channel | 0.95 | 0.54 | Mounting |  |  | Lord & Sons | P3008EG
238 | US Wholesale Pipe | P20004025200STP | Schedule 40 galvanized steel pipe, 2 inch x 21 feet | U-LA component | 120 | 79.97 | Mounting |  |  | US Whole | P20004025200STP
239 | Various | 1273 | 5/16 X 3 1/2 inch stainless steel lag bolt 18-8 |  | 1.25 | 0.57 | Mounting |  |  | Fasco | 1273
240 | Various | 1412 | 5/16 inch stainless steel washer 18-8 |  | 0.07 | 0.03 | Mounting |  |  | Fasco | 1412
Misc.
275 | Burndy | CL50-1TN | Burndy tin-plated copper lay-in lug connector |  | 3.15 | 2.72 | Misc. |  |  | Maltby | 92955
275.5 | MC4 | One Pair each | (Male and Female) Cable Couplings |  |  | 7.5 |  |  |  | Session
275.6 | PV Wire | 500 Ft | PV or U.S.E.-2, 10 AWG |  |  | 205 |  |  |  | Session
276 | Energy Recommerce | CTR100 | 2 100 amp current transformer kits for residential 240VAC |  | 130 | 101.7 | Misc. |  |  | Energy Recom | CTR100
277 | Energy Recommerce | CTR200 | 2 200 amp current transformer kits for residential 240VAC |  | 130 | 101.7 | Misc. |  |  | Energy Recom | CTR200
278 | Energy Recommerce | CT-100-SOLID | 3 100 amp solid core current transformer kits for commercial |  | 284 | 230.52 | Misc. |  |  | Energy Recom | CT-100-SOLID
279 | Energy Recommerce | CTY100 | Pole mounted outdoor web camera |  | 2787 | 2188.81 | Misc. |  |  | Energy Recom | CTY100
280 | Energy Recommerce | DCC501 | DC combiner box communications interface |  | 279 | 202.27 | Misc. |  |  | Energy Recom | DCC501
281 | Energy Recommerce | EMC101 | Energy meter, 480VAC |  | 1259 | 857.67 | Misc. |  |  | Energy Recom | EMC101
282 | Energy Recommerce | ENV001 | Temperature sensor for weather station kit |  | 477 | 369.51 | Misc. |  |  | Energy Recom | ENV001
283 | Energy Recommerce | ENV002 | Radiation shield for weather station kit temperature sensor | for ambient temperature readings | 326 | 237.3 | Misc. |  |  | Energy Recom | ENV002
284 | Energy Recommerce | ENV101 | Pyranometer / irradiation sensor for weather station kit |  | 1280 | 881.4 | Misc. |  |  | Energy Recom | ENV101
285 | Energy Recommerce | ENV201 | Anemometer / wind speed sensor for weather station kit |  | 834 | 648.62 | Misc. |  |  | Energy Recom | ENV201
286 | Energy Recommerce | ENV202 | Wind direction sensor for weather station kit |  | 868 | 698.34 | Misc. |  |  | Energy Recom | ENV202
287 | Energy Recommerce | ENV301 | Rain gauge for weather station kit |  | 1469 | 1094.97 | Misc. |  |  | Energy Recom | ENV301
288 | Energy Recommerce | ENV501 | Communications interface for weather station kit |  | 269 | 381.94 | Misc. |  |  | Energy Recom | ENV501
289 | Energy Recommerce | ENV901 | Mast, guy wires and mounting for weather station kit |  | 86 | 68.93 | Misc. |  |  | Energy Recom | ENV901
290 | Energy Recommerce | GTY651 | Dial-up (56kbps) modem |  | 564 | 411.32 | Misc. |  |  | Energy Recom | GTY651
291 | Energy Recommerce | GTY751 | Cellular modem with outdoor antenna |  | 759 | 575.17 | Misc. |  |  | Energy Recom | GTY751
292 | Energy Recommerce | GTY850 | Extension cable for cellular modem, 50 feet |  | 185 | 118.65 | Misc. |  |  | Energy Recom | GTY850
293 | Energy Recommerce | PS15W | Universal power supply for single meter connections |  | 140 | 101.7 | Misc. |  |  | Energy Recom | PS15W
294 | Energy Recommerce | PS120W | Universal power supply for internet connection devices |  | 395 | 345.78 | Misc. |  |  | Energy Recom | PS120W
295 | Energy Recommerce | REC001 | Residential 240VAC solar energy monitoring kit |  | 2499 | 1976.37 | Misc. |  |  | Energy Recom | REC001
296 | Energy Recommerce | REC003-208-MB-CEL | Commercial 208VAC solar energy monitoring kit | cellular internet connection | 5048 | 3907.54 | Misc. |  |  | Energy Recom | REC003-208-MB-CEL
297 | Energy Recommerce | REC003-208-MB-ETH | Commercial 208VAC solar energy monitoring kit | ethernet internet connection | 4448 | 3331.24 | Misc. |  |  | Energy Recom | REC003-208-MB-ETH
298 | Energy Recommerce | REC003-208-NO-CEL | Commercial 208VAC solar energy monitoring kit | ethernet internet connection, single meter | 4756 | 3735.78 | Misc. |  |  | Energy Recom | REC003-208-NO-CEL
299 | Energy Recommerce | REC003-208-NO-ETH | Commercial 208VAC solar energy monitoring kit | cellular internet connection, single meter | 4026 | 3159.48 | Misc. |  |  | Energy Recom | REC003-208-NO-ETH
300 | Energy Recommerce | REC003-480-MB-CEL | Commercial 480VAC solar energy monitoring kit | cellular internet connection | 5048 | 4009.24 | Misc. |  |  | Energy Recom | REC003-480-MB-CEL
301 | Energy Recommerce | REC003-480-MB-ETH | Commercial 480VAC solar energy monitoring kit | ethernet internet connection | 4448 | 3331.24 | Misc. |  |  | Energy Recom | REC003-480-MB-ETH
302 | Energy Recommerce | REC003-480-NO-CEL | Commercial 480VAC solar energy monitoring kit | ethernet internet connection, single meter | 4756 | 3735.78 | Misc. |  |  | Energy Recom | REC003-480-NO-CEL
303 | Energy Recommerce | REC003-480-NO-ETH | Commercial 480VAC solar energy monitoring kit | cellular internet connection, single meter | 4026 | 3159.48 | Misc. |  |  | Energy Recom | REC003-480-NO-ETH
304 | Energy Recommerce | REC102 | 6 string DC monitoring for solar energy monitoring kit | add on | 1549 | 1241.87 | Misc. |  |  | Energy Recom | REC102
305 | Energy Recommerce | REC103 | 12 string DC monitoring for solar energy monitoring kit | add on | 2299 | 1725.51 | Misc. |  |  | Energy Recom | REC103
306 | Energy Recommerce | REC201 | Energy meter monitoring for residential 240VAC | add on | 1447 | 1409.11 | Misc. |  |  | Energy Recom | REC201
307 | Energy Recommerce | REC203 | Energy meter monitoring for commercial 480VAC | add on | 1997 | 1861.11 | Misc. |  |  | Energy Recom | REC203
308 | Energy Recommerce | REC231 | Standard add on weather station for monitoring kit |  | 3846 | 2609.17 | Misc. |  |  | Energy Recom | REC231
309 | Energy Recommerce | REC232 | Minimized add on weather station for monitoring kit | ambient temp, pyranometer, wind | 3309 | 2609.17 | Misc. |  |  | Energy Recom | REC232
310 | Energy Recommerce | REC233 | Minimized add on weather station for monitoring kit | ambient temp, panel temp, pyranometer | 2828 | 2235.14 | Misc. |  |  | Energy Recom | REC233
311 | Energy Recommerce | REC234 | Minimized add on weather station for monitoring kit | ambient temp, pyranometer | 2340 | 1796.7 | Misc. |  |  | Energy Recom | REC234
312 | Energy Recommerce | REC431 | Satcon, Xantrex GT inverter monitoring |  | 2209 | 2597.87 | Misc. |  |  | Energy Recom | REC431
313 | Energy Recommerce | REC431DC | Satcon inverter zone monitoring for six strings |  | 950 | 678 | Misc. |  |  | Energy Recom | REC431DC
314 | Energy Recommerce | REC431P | Satcon inverter protocol add on |  | 1290 | 949.2 | Misc. |  |  | Energy Recom | REC431P
315 | Energy Recommerce | REC432 | PV Powered inverter monitoring |  | 2209 | 2597.87 | Misc. |  |  | Energy Recom | REC432
316 | Energy Recommerce | REC432P | PV Powered inverter protocol add on |  | 1290 | 949.2 | Misc. |  |  | Energy Recom | REC432P
317 | Energy Recommerce | REC433 | OutBack Mate inverter monitoring |  | 2209 | 2787.71 | Misc. |  |  | Energy Recom | REC433
318 | Energy Recommerce | REC433P | OutBack Mate inverter protocol add on |  | 1290 | 949.2 | Misc. |  |  | Energy Recom | REC433P
319 | Energy Recommerce | REC434 | Xantrex PV inverter monitoring |  | 2209 | 2787.71 | Misc. |  |  | Energy Recom | REC434
320 | Energy Recommerce | REC434P | Xantrex PV inverter protocol add on |  | 1290 | 949.2 | Misc. |  |  | Energy Recom | REC434P
321 | Energy Recommerce | REC435 | SMA inverter monitoring |  | 2209 | 2787.71 | Misc. |  |  | Energy Recom | REC435
322 | Energy Recommerce | REC435P | SMA inverter protocol add on |  | 1290 | 949.2 | Misc. |  |  | Energy Recom | REC435P
323 | Energy Recommerce | REC436 | Solectria inverter monitoring |  | 2209 | 2787.71 | Misc. |  |  | Energy Recom | REC436
324 | Energy Recommerce | REC436P | Solectria inverter protocol add on |  | 1290 | 949.2 | Misc. |  |  | Energy Recom | REC436P
325 | Energy Recommerce | REC437 | Fronius inverter monitoring |  | 2209 | 2787.71 | Misc. |  |  | Energy Recom | REC437
326 | Energy Recommerce | REC437P | Fronius inverter protocol add on |  | 1290 | 949.2 | Misc. |  |  | Energy Recom | REC437P
334 | Ferraz Shawmut | TR15R | class RK5 time delay fuse, 160VDC/250VAC, 15 amp |  | 3.75 | 3.51 | Misc. |  |  | Fuses Unl | TR15R
335 | Ferraz Shawmut | TR20R | class RK5 time delay fuse, 160VDC/250VAC, 20 amp |  | 3.75 | 3.51 | Misc. |  |  | Fuses Unl | TR20R
336 | Ferraz Shawmut | TR25R | class RK5 time delay fuse, 160VDC/250VAC, 25 amp |  | 3.75 | 3.51 | Misc. |  |  | Fuses Unl | TR25R
337 | Ferraz Shawmut | TR30R | class RK5 time delay fuse, 160VDC/250VAC, 30 amp |  | 3.75 | 3.51 | Misc. |  |  | Fuses Unl | TR30R
338 | Ferraz Shawmut | TR35R | class RK5 time delay fuse, 250VDC/VAC, 35 amp |  | 7.25 | 6.43 | Misc. |  |  | Fuses Unl | TR35R
339 | Ferraz Shawmut | TR40R | class RK5 time delay fuse, 250VDC/VAC, 40 amp |  | 7.25 | 6.43 | Misc. |  |  | Fuses Unl | TR40R
340 | Ferraz Shawmut | TR45R | class RK5 time delay fuse, 250VDC/VAC, 45 amp |  | 7.25 | 6.43 | Misc. |  |  | Fuses Unl | TR45R
341 | Ferraz Shawmut | TR50R | class RK5 time delay fuse, 250VDC/VAC, 50 amp |  | 7.25 | 6.43 | Misc. |  |  | Fuses Unl | TR50R
342 | Ferraz Shawmut | TR60R | class RK5 time delay fuse, 250VDC/VAC, 60 amp |  | 7.25 | 6.43 | Misc. |  |  | Fuses Unl | TR60R
343 | Ferraz Shawmut | TR70R | class RK5 time delay fuse, 250VDC/VAC, 70 amp |  | 15.5 | 14.45 | Misc. |  |  | Fuses Unl | TR70R
344 | Ferraz Shawmut | TR75R | class RK5 time delay fuse, 250VDC/VAC, 75 amp |  | 18.5 | 18.69 | Misc. |  |  | Fuses Unl | TR75R
345 | Ferraz Shawmut | TR80R | class RK5 time delay fuse, 250VDC/VAC, 80 amp |  | 14.5 | 14.45 | Misc. |  |  | Fuses Unl | TR80R
346 | Ferraz Shawmut | TR90R | class RK5 time delay fuse, 250VDC/VAC, 90 amp |  | 16.5 | 15.16 | Misc. |  |  | Fuses Unl | TR90R
347 | Ferraz Shawmut | TR100R | class RK5 time delay fuse, 250VDC/VAC, 100 amp |  | 14.5 | 14.45 | Misc. |  |  | Fuses Unl | TR100R
348 | Ferraz Shawmut | TR110R | class RK5 time delay fuse, 250VDC/VAC, 110 amp |  | 40.5 | 31.76 | Misc. |  |  | Fuses Unl | TR110R
349 | Ferraz Shawmut | TR125R | class RK5 time delay fuse, 250VDC/VAC, 125 amp |  | 34.5 | 31.76 | Misc. |  |  | Fuses Unl | TR125R
350 | Ferraz Shawmut | TR175R | class RK5 time delay fuse, 250VDC/VAC, 175 amp |  | 35.5 | 33.3 | Misc. |  |  | Fuses Unl | TR175R
351 | Ferraz Shawmut | TR200R | class RK5 time delay fuse, 250VDC/VAC, 200 amp |  | 37.5 | 31.76 | Misc. |  |  | Fuses Unl | TR200R
352 | Ferraz Shawmut | TR225R | class RK5 time delay fuse, 250VDC/VAC, 225 amp |  | 62.5 | 60.08 | Misc. |  |  | Fuses Unl | TR225R
353 | Ferraz Shawmut | TR250R | class RK5 time delay fuse, 250VDC/VAC, 250 amp |  | 62.5 | 60.08 | Misc. |  |  | Fuses Unl | TR250R
354 | Ferraz Shawmut | TR300R | class RK5 time delay fuse, 250VDC/VAC, 300 amp |  | 62.5 | 60.08 | Misc. |  |  | Fuses Unl | TR300R
355 | Ferraz Shawmut | TR350R | class RK5 time delay fuse, 250VDC/VAC, 350 amp |  | 132.3 | 110.54 | Misc. |  |  | Fuses Unl | TR350R
356 | Ferraz Shawmut | TR400R | class RK5 time delay fuse, 250VDC/VAC, 400 amp |  | 132.3 | 110.54 | Misc. |  |  | Fuses Unl | TR400R
357 | Ferraz Shawmut | TR450R | class RK5 time delay fuse, 250VDC/VAC, 450 amp |  | 117.25 | 93.78 | Misc. |  |  | Fuses Unl | TR450R
358 | Ferraz Shawmut | TR500R | class RK5 time delay fuse, 250VDC/VAC, 500 amp |  | 189.5 | 160.41 | Misc. |  |  | Fuses Unl | TR500R
359 | Ferraz Shawmut | TR600R | class RK5 time delay fuse, 250VDC/VAC, 600 amp |  | 189.5 | 160.41 | Misc. |  |  | Fuses Unl | TR600R
360 | Ferraz Shawmut | TRS9R | class RK5 time delay fuse, 600VDC/VAC, 9 amp |  | 10.15 | 9.3 | Misc. |  |  | Fuses Unl | TRS9R
361 | Ferraz Shawmut | TRS60R | class RK5 time delay fuse, 600VDC/VAC, 60 amp |  | 14.25 | 13.37 | Misc. |  |  | Fuses Unl | TRS60R
362 | Ferraz Shawmut | TRS70R | class RK5 time delay fuse, 600VDC/VAC, 70 amp |  | 27.25 | 27.63 | Misc. |  |  | Fuses Unl | TRS70R
363 | Ferraz Shawmut | TRS75R | class RK5 time delay fuse, 600VDC/VAC, 75 amp |  | 30.32 | 31.12 | Misc. |  |  | Fuses Unl | TRS75R
364 | Ferraz Shawmut | TRS80R | class RK5 time delay fuse, 600VDC/VAC, 80 amp |  | 27.25 | 27.63 | Misc. |  |  | Fuses Unl | TRS80R
365 | Ferraz Shawmut | TRS90R | class RK5 time delay fuse, 600VDC/VAC, 90 amp |  | 27.25 | 27.63 | Misc. |  |  | Fuses Unl | TRS90R
366 | Ferraz Shawmut | TRS100R | class RK5 time delay fuse, 600VDC/VAC, 100 amp |  | 27.25 | 27.63 | Misc. |  |  | Fuses Unl | TRS100R
367 | Ferraz Shawmut | TRS110R | class RK5 time delay fuse, 600VDC/VAC, 110 amp |  | 57.5 | 55.28 | Misc. |  |  | Fuses Unl | TRS110R
368 | Ferraz Shawmut | TRS125R | class RK5 time delay fuse, 600VDC/VAC, 125 amp |  | 57.5 | 55.28 | Misc. |  |  | Fuses Unl | TRS125R
369 | Ferraz Shawmut | TRS175R | class RK5 time delay fuse, 600VDC/VAC, 175 amp |  | 57.5 | 55.28 | Misc. |  |  | Fuses Unl | TRS175R
370 | Ferraz Shawmut | TRS200R | class RK5 time delay fuse, 600VDC/VAC, 200 amp |  | 57.5 | 55.28 | Misc. |  |  | Fuses Unl | TRS200R
371 | Ferraz Shawmut | TRS225R | class RK5 time delay fuse, 600VDC/VAC, 225 amp |  | 132.3 | 110.54 | Misc. |  |  | Fuses Unl | TRS225R
372 | Ferraz Shawmut | TRS250R | class RK5 time delay fuse, 600VDC/VAC, 250 amp |  | 132.3 | 110.54 | Misc. |  |  | Fuses Unl | TRS250R
373 | Ferraz Shawmut | TRS300R | class RK5 time delay fuse, 600VDC/VAC, 300 amp |  | 132.3 | 110.54 | Misc. |  |  | Fuses Unl | TRS300R
374 | Ferraz Shawmut | TRS350R | class RK5 time delay fuse, 600VDC/VAC, 350 amp |  | 132.3 | 110.54 | Misc. |  |  | Fuses Unl | TRS350R
375 | Ferraz Shawmut | TRS400R | class RK5 time delay fuse, 600VDC/VAC, 400 amp |  | 132.3 | 110.54 | Misc. |  |  | Fuses Unl | TRS400R
376 | Ferraz Shawmut | TRS450R | class RK5 time delay fuse, 600VDC/VAC, 450 amp |  | 192 | 160.41 | Misc. |  |  | Fuses Unl | TRS450R
377 | Ferraz Shawmut | TRS500R | class RK5 time delay fuse, 600VDC/VAC, 500 amp |  | 192 | 160.41 | Misc. |  |  | Fuses Unl | TRS500R
378 | Ferraz Shawmut | TRS600R | class RK5 time delay fuse, 600VDC/VAC, 600 amp |  | 192 | 160.41 | Misc. |  |  | Fuses Unl | TRS600R
388 | GE | I70S-CYCLO | GE kilowatt hour meter with cyclometer register |  | 30 | 24.59 | Misc. |  |  | AEE Solar | 028-03015
389 | Intermatic | AG24013 | Lightning arrester, 120/240VAC | two pole, single phase | 120 | 68.7 | Misc. |  |  | Maltby | 158747
390 | Intermatic | AG6503C | Lightning arrester, 600VAC | three pole, three phase | 75 | 104.77 | Misc. |  |  | Maltby | AG6503C
391 | KACO | K-FE-IN | KACO inSIGHT frame with 10 inch display |  | 274.99 | 181.78 | Misc. |  |  | KACO | K-FE-IN
392 | KACO | K-RSS-IN | KACO inSIGHT RSS feed for remote data access |  | 335 | 180.8 | Misc. |  |  | KACO | K-RSS-IN
393 | KACO | K-WA-DG | KACO residential data monitoring system |  | 495 | 327.23 | Misc. |  |  | KACO | K-WA-DC
394 | KACO | P-LOG-M-ETH | KACO basic ethernet monitoring system | up to 32 inverters | 975 | 644.53 | Misc. |  |  | KACO | P-LOG-M-ETH
395 | KACO | P-LOG-X-DSL | KACO advanced DSL monitoring system | up to 32 inverters | 1485 | 981.65 | Misc. |  |  | KACO | P-LOG-X-DSL
396 | Littelfuse | IDSR 8 | class RK5 indicator fuse, 600VDC/VAC, 8 amp |  | 11.5 | 8.8 | Misc. |  |  | Fuses Unl | IDSR 8
397 | Littelfuse | IDSR 9 | class RK5 indicator fuse, 600VDC/VAC, 9 amp |  | 15.1 | 10.49 | Misc. |  |  | Fuses Unl | IDSR 9
398 | Littelfuse | IDSR 10 | class RK5 indicator fuse, 600VDC/VAC, 10 amp |  | 12.3 | 9.97 | Misc. |  |  | Fuses Unl | IDSR 10
399 | Littelfuse | IDSR 12 | class RK5 indicator fuse, 600VDC/VAC, 12 amp |  | 12.3 | 9.97 | Misc. |  |  | Fuses Unl | IDSR 12
400 | Littelfuse | IDSR 15 | class RK5 indicator fuse, 600VDC/VAC, 15 amp |  | 11.15 | 8.8 | Misc. |  |  | Fuses Unl | IDSR 15
401 | Littelfuse | IDSR 20 | class RK5 indicator fuse, 600VDC/VAC, 20 amp |  | 11.15 | 8.8 | Misc. |  |  | Fuses Unl | IDSR 20
402 | Littelfuse | IDSR 25 | class RK5 indicator fuse, 600VDC/VAC, 25 amp |  | 11.15 | 8.8 | Misc. |  |  | Fuses Unl | IDSR 25
403 | Littelfuse | IDSR 30 | class RK5 indicator fuse, 600VDC/VAC, 30 amp |  | 11.15 | 8.8 | Misc. |  |  | Fuses Unl | IDSR 30
404 | Littelfuse | IDSR 35 | class RK5 indicator fuse, 600VDC/VAC, 35 amp |  | 16.75 | 15.11 | Misc. |  |  | Fuses Unl | IDSR 35
405 | Littelfuse | IDSR 40 | class RK5 indicator fuse, 600VDC/VAC, 40 amp |  | 16.75 | 15.11 | Misc. |  |  | Fuses Unl | IDSR 40
406 | Littelfuse | IDSR 45 | class RK5 indicator fuse, 600VDC/VAC, 45 amp |  | 16.75 | 15.11 | Misc. |  |  | Fuses Unl | IDSR 45
407 | Littelfuse | IDSR 50 | class RK5 indicator fuse, 600VDC/VAC, 50 amp |  | 17.55 | 15.61 | Misc. |  |  | Fuses Unl | IDSR 50
408 | Littelfuse | KLKD 1 | midget fuse, 600VDC/VAC, 1 amp | for Sunny Boy inverter GFDI | 10.05 | 7.01 | Misc. |  |  | Fuses Unl | KLKD 1
409 | Littelfuse | KLKD 6 | midget fuse, 600VDC/VAC, 6 amp |  | 12.15 | 10.12 | Misc. |  |  | Fuses Unl | KLKD 6
410 | Littelfuse | KLKD 8 | midget fuse, 600VDC/VAC, 8 amp |  | 12.45 | 10.12 | Misc. |  |  | Fuses Unl | KLKD 8
411 | Littelfuse | KLKD 9 | midget fuse, 600VDC/VAC, 9 amp |  | 9.75 | 8.1 | Misc. |  |  | Fuses Unl | KLKD 9
412 | Littelfuse | KLKD 10 | midget fuse, 600VDC/VAC, 10 amp |  | 12.05 | 9.62 | Misc. |  |  | Fuses Unl | KLKD 10
413 | Littelfuse | KLKD 12 | midget fuse, 600VDC/VAC, 12 amp |  | 12.05 | 9.62 | Misc. |  |  | Fuses Unl | KLKD 12
414 | Littelfuse | KLKD 15 | midget fuse, 600VDC/VAC, 15 amp |  | 12.05 | 9.62 | Misc. |  |  | Fuses Unl | KLKD 15
415 | Littelfuse | KLKD 20 | midget fuse, 600VDC/VAC, 20 amp |  | 16.3 | 11.2 | Misc. |  |  | Fuses Unl | KLKD 20
416 | Littelfuse | KLKD 25 | midget fuse, 600VDC/VAC, 25 amp |  | 15 | 10.38 | Misc. |  |  | Fuses Unl | KLKD 25
417 | Littelfuse | KLKD 30 | midget fuse, 600VDC/VAC, 30 amp |  | 12 | 9.62 | Misc. |  |  | Fuses Unl | KLKD 30
418 | Milbank | METER BASE | Milbank residential raintight ring type meter socket, | 125 amp continuous duty | 95 | 52.75 | Misc. |  |  | Maltby | 61303
419 | Milbank | METER CAP | Milbank standard metal removable closing plate |  | 7.5 | 4.41 | Misc. |  |  | Maltby | 34238
420 | MidNite Solar | MNPV3 | Weathertight combiner with negative bus bar, ground bar | for 150, 300 VDC breakers or 600 VDC fuses | 89 | 67.38 | Misc. |  |  | AEE Solar | 053-03017
421 | MidNite Solar | MNPV6 | Weathertight combiner with negative bus bar, ground bar | for 150, 300 VDC breakers or 600 VDC fuses | 109 | 82.52 | Misc. |  |  | AEE Solar | 053-03018
422 | MidNite Solar | MNPV12 | Weathertight combiner with negative bus bar, ground bar | for 150 VDC breakers or 600 VDC fuses | 139 | 135.52 | Misc. |  |  | AEE Solar | 053-03015
423 | MidNite Solar | MNPV16 | Weathertight combiner with negative bus bar, ground bar | for 600 VDC fuses | 499 | 377.79 | Misc. |  |  | AEE Solar | 053-03016
424 | Multi-Contact | PV-AZB3 | Branch socket, female | for parallel connections | 14 | 10.71 | Misc. |  |  | Multi-Contact | 32.0008 UR
425 | Multi-Contact | PV-AZS3 | Branch plug, male | for parallel connections | 14 | 10.55 | Misc. |  |  | Multi-Contact | 32.0009 UR
426 | Multi-Contact | PV-KBT3I UR | Plug-n-Play connector, female | with special UL label | 3.75 | 2.73 | Misc. |  |  | Multi-Contact | 32.0000 UR
427 | Multi-Contact | PV-KBT4/61-UR | Lockable Plug-n-Play connector, female | with special UL label | 3.33 | 2.92 | Misc. |  |  | Multi-Contact | 32.0014P001-UR
428 | Multi-Contact | PV-KST3I UR | Plug-n-Play connector, male |  | 3.85 | 2.78 | Misc. |  |  | Multi-Contact | 32.0001 UR
429 | Multi-Contact | PV-KST4/6I-UR | Lockable Plug-n-Play connector, male |  | 3.16 | 2.95 | Misc. |  |  | Multi-Contact | 32.0005P0001-UR
430 | OutBack Power Systems | FM80 | OutBack FLEXmax charge controller, 80 amps, 12 - 60 volts |  | 749 | 567.07 | Misc. |  |  | AEE Solar | 020-02020
431 | OutBack Power Systems | FN-DC | OutBack FLEXnet DC system monitoring device | for up to 3 shunts | 379 | 286.94 | Misc. |  |  | AEE Solar | 030-04187
432 | OutBack Power Systems | FW250 | OutBack FLEXware 250 system DC / AC breaker enclosure | for one FX series inverter / charger | 99 | 74.95 | Misc. |  |  | AEE Solar | 030-04205
433 | OutBack Power Systems | FW500-AC | OutBack FLEXware 500 system AC breaker enclosure | for up to two FX series inverter / chargers | 309 | 233.94 | Misc. |  |  | AEE Solar | 030-04215
Outback Power Systems
434 | OutBack Power Systems | FW500-DC | OutBack FLEWware 500 system DC breaker enclosure | for up to two FX series inverter / chargers | 309 | 233.94 | Misc. |  |  | AEE Solar | 030-04212
435 | OutBack Power Systems | FW1000-AC | OutBack FLEXware 1000 system AC breaker enclosure | for up to four FX series inverter / chargers | 509 | 385.34 | Misc. |  |  | AEE Solar | 030-04223
436 | OutBack Power Systems | FW1000-DC | OutBack FLEWware 1000 system DC breaker enclosure | for up to two FX series inverter / chargers | 509 | 385.36 | Misc. |  |  | AEE Solar | 030-04221
437 | OutBack Power Systems | FW-IOB-S-120VAC | OutBack FLEXware 250 system input-output bypass | 120 VAC, 60 amp | 105 | 79.5 | Misc. |  |  | AEE Solar | 030-04230
438 | OutBack Power Systems | FW-IOB-S-230VAC | OutBack FLEXware 250 system input-output bypass | 230 VAC, 30 amp | 105 | 79.5 | Misc. |  |  | AEE Solar | 030-04233
439 | OutBack Power Systems | FW-IOB-D-120/240VAC | OutBack FLEXware 500 system input-output bypass | 120/240 VAC, 60 amp | 249 | 188.55 | Misc. |  |  | AEE Solar | 030-04237
440 | OutBack Power Systems | FW-IOB-D-120VAC | OutBack FLEXware 500 system input-output bypass | 120 VAC, 120 amp | 219 | 165.8 | Misc. |  |  | AEE Solar | 030-04240
441 | OutBack Power Systems | FW-IOB-D-230VAC | OutBack FLEXware 500 system input-output bypass | 230 VAC, 60 amp | 199 | 150.66 | Misc. |  |  | AEE Solar | 030-04243
442 | OutBack Power Systems | FW-IOB-Q-120/240VAC | OutBack FLEXware 1000 system input-output bypass | 120/240 VAC, 120 amp | 409 | 309.65 | Misc. |  |  | AEE Solar | 030-04247
443 | OutBack Power Systems | FW-IOB-Q-230VAC | OutBack FLEXware 1000 system input-output bypass | 230 VAC, 120 amp | 349 | 264.23 | Misc. |  |  | AEE Solar | 030-04251
444 | OutBack Power Systems | FW-IOB-T-120/208VAC | OutBack FLEXware 1000 system input-output bypass | 120/208 VAC, 60 amp | 309 | 233.94 | Misc. |  |  | AEE Solar | 030-04253
445 | OutBack Power Systems | FW-IOB-T-230/400VAC | OutBack FLEXware 1000 system input-output bypass | 230/400 VAC, 30 amp | 309 | 233.94 | Misc. |  |  | AEE Solar | 030-04255
446 | OutBack Power Systems | FW-ACA | OutBack FLEXware AC conduit adapter |  | 45 | 34.07 | Misc. |  |  | AEE Solar | 030-04169
447 | OutBack Power Systems | FW-BBUS | OutBack FLEXware breaker bus |  | 24 | 18.17 | Misc. |  |  | AEE Solar | 030-04280
448 | OutBack Power Systems | FW-CBUS-8 | OutBack FLEXware reversible bus bar | up to eight breakers or six fuse holders | 22 | 16.66 | Misc. |  |  | AEE Solar | 030-04361
449 | OutBack Power Systems | FW-CCB | OutBack FLEXware 500 / 1000 DC mounting bracket | for one side mounted charge controller | 39 | 29.53 | Misc. |  |  | AEE Solar | 030-04263
450 | OutBack Power Systems | FW-CCB2 | OutBack FLEXware 500 / 1000 DC mounting bracket | for two side mounted charge controllers | 59 | 44.67 | Misc. |  |  | AEE Solar | 030-04265
451 | OutBack Power Systems | FW-CCB2-T | OutBack FLEXware 500 / 1000 DC mounting bracket | for two top mounted charge controllers | 59 | 44.67 | Misc. |  |  | AEE Solar | 030-04267
452 | OutBack Power Systems | FW-DCA | OutBack FLEXware DC conduit adapter |  | 45 | 34.07 | Misc. |  |  | AEE Solar | 030-04163
453 | OutBack Power Systems | FW-MP | OutBack FLEXware 500 / 1000 system mounting plate |  | 179 | 135.52 | Misc. |  |  | AEE Solar | 030-0426
454 | OutBack Power Systems | FWPV-8 | OutBack FLEXware PV combiner | up to eight breakers or six fuse holders | 139 | 105.24 | Misc. |  |  | AEE Solar | 053-03012
455 | OutBack Power Systems | FWPV-12 | OutBack FLEXware PV combiner | up to twelve breakers or eight fuse holders | 199 | 150.66 | Misc. |  |  | AEE Solar | 053-03014
456 | OutBack Power Systems | FW-SBUS | OutBack FLEXware shunt bus | for up to four high current cable connections | 29 | 21.96 | Misc. |  |  | AEE Solar | 030-04284
457 | OutBack Power Systems | FW-SHUNT250 | OutBack FLEXware 250 amp DC current shunt | for mounting on top of FX series | 50 | 37.86 | Misc. |  |  | AEE Solar | 030-04275
458 | OutBack Power Systems | FW-SHUNT500 | OutBack FLEXware 500 amp DC current shunt | with attached terminal bus bar | 35 | 26.5 | Misc. |  |  | AEE Solar | 030-04277
459 | OutBack Power Systems | FW-SP-250 | OutBack FLEXware 250 surge protector |  | 259 | 196.09 | Misc. |  |  | AEE Solar | 030-04292
460 | OutBack Power Systems | FW-SP-ACA | OutBack FLEXware AC conduit adapter / surge protector |  | 259 | 196.09 | Misc. |  |  | AEE Solar | 030-04290
461 | OutBack Power Systems | FW-SP-R | OutBack FLEXware surge protector replacement board |  | 209 | 158.23 | Misc. |  |  | AEE Solar | 030-04294
462 | OutBack Power Systems | FW-X240 | OutBack FLEXware 4 KVA auto transformer | for 120/240 VAC, 60 Hz applications | 399 | 302.08 | Misc. |  |  | AEE Solar | 030-0427
463 | OutBack Power Systems | HUB-4 | OutBack communications manager | up to four inverters and one MATE | 195 | 147.63 | Misc. |  |  | AEE Solar | 030-04185
464 | OutBack Power Systems | HUB-10 | OutBack communications manager | up to ten inverters and one MATE | 375 | 283.91 | Misc. |  |  | AEE Solar | 030-04188
465 | OutBack Power Systems | MATE | OutBack remote systems display and controller | with RS232 serial port, gray oval housing | 295 | 223.34 | Misc. |  |  | AEE Solar | 030-04180
466 | OutBack Power Systems | MATE2 | OutBack remote systems display and controller | with RS232 serial port, black square housing | 295 | 223.34 | Misc. |  |  | AEE Solar | 030-04181
467 | OutBack Power Systems | MX60 | OutBack charge controller, 60 amps, 12 - 48 volts |  | 669 | 506.5 | Misc. |  |  | AEE Solar | 020-02015
468 | OutBack Power Systems | OBB-10-277VAC-DIN | OutBack AC breaker, 10 amp, single pole |  | 20 | 15.14 | Misc. |  |  | AEE Solar | 030-04439
469 | OutBack Power Systems | OBB-15-120VAC-DIN | OutBack AC breaker, 15 amp, single pole |  | 20 | 15.14 | Misc. |  |  | AEE Solar | 030-04415
470 | OutBack Power Systems | OBB-20-120VAC-DIN | OutBack AC breaker, 20 amp, single pole |  | 20 | 15.14 | Misc. |  |  | AEE Solar | 030-04418
471 | OutBack Power Systems | OBB-20D-240VAC-DIN | OutBack AC breaker, 20 amp, dual pole |  | 41 | 31.04 | Misc. |  |  | AEE Solar | 030-04419
472 | OutBack Power Systems | OBB-25D-240VAC-DIN | OutBack AC breaker, 25 amp, dual pole |  | 41 | 31.04 | Misc. |  |  | AEE Solar | 030-04421
473 | OutBack Power Systems | OBB-30-277VAC-DIN | OutBack AC breaker, 30 amp, single pole |  | 20 | 15.14 | Misc. |  |  | AEE Solar | 030-04437
474 | OutBack Power Systems | OBB-30D-480VAC-DIN | OutBack AC breaker, 30 amp, dual pole |  | 41 | 31.04 | Misc. |  |  | AEE Solar | 030-04414
475 | OutBack Power Systems | OBB-30T-480VAC-DIN | OutBack AC breaker, 30 amp, three pole |  | 63 | 47.92 | Misc. |  |  | AEE Solar | 030-04435
476 | OutBack Power Systems | OBB-50-277VAC-DIN | OutBack AC breaker, 50 amp, single pole |  | 20 | 15.14 | Misc. |  |  | AEE Solar | 030-04422
477 | OutBack Power Systems | OBB-50D-480VAC-DIN | OutBack AC breaker, 50 amp, dual pole |  | 41 | 31.04 | Misc. |  |  | AEE Solar | 030-04423
478 | OutBack Power Systems | OBB-60-277VAC-DIN | OutBack AC breaker, 60 amp, single pole |  | 20 | 15.14 | Misc. |  |  | AEE Solar | 030-04431
479 | OutBack Power Systems | OBB-60D-480VAC-DIN | OutBack AC breaker, 60 amp, dual pole |  | 41 | 31.04 | Misc. |  |  | AEE Solar | 053-03036
480 | OutBack Power Systems | OBB-1-150VDC120VAC-PNL | OutBack DC breaker, 1 amp |  | 27 | 20.44 | Misc. |  |  | AEE Solar | 030-04350
481 | OutBack Power Systems | OBB-5-150VDC120VAC-PNL | OutBack DC breaker, 5 amp |  | 27 | 20.44 | Misc. |  |  | AEE Solar | 030-04349
482 | OutBack Power Systems | OBB-10-150VDC120VAC-PNL | OutBack DC breaker, 10 amp |  | 25 | 20.44 | Misc. |  |  | AEE Solar | 030-04348
483 | OutBack Power Systems | OBB-20-150VDC120VAC-PNL | OutBack DC breaker, 20 amp |  | 25 | 18.93 | Misc. |  |  | AEE Solar | 030-04347
484 | OutBack Power Systems | OBB-30-150VDC120VAC-PNL | OutBack DC breaker, 30 amp |  | 25 | 18.93 | Misc. |  |  | AEE Solar | 030-04341
485 | OutBack Power Systems | OBB-40-150VDC120VAC-PNL | OutBack DC breaker, 40 amp |  | 29 | 21.96 | Misc. |  |  | AEE Solar | 030-04338
486 | OutBack Power Systems | OBB-50-150VDC120VAC-PNL | OutBack DC breaker, 50 amp |  | 29 | 21.96 | Misc. |  |  | AEE Solar | 030-04337
487 | OutBack Power Systems | OBB-60-150VDC120VAC-PNL | OutBack DC breaker, 60 amp |  | 29 | 21.96 | Misc. |  |  | AEE Solar | 030-04335
488 | OutBack Power Systems | OBB-80-150VDC-PNL | OutBack DC breaker, 80 amp |  | 25 | 18.93 | Misc. |  |  | AEE Solar | 030-04333
489 | OutBack Power Systems | OBB-100-125VDC-PNL | OutBack DC breaker, 100 amp |  | 63 | 47.7 | Misc. |  |  | AEE Solar | 030-04332
490 | OutBack Power Systems | OBB-125-125VDC-PNL | OutBack DC breaker, 125 amp |  | 63 | 47.7 | Misc. |  |  | AEE Solar | 030-04331
491 | OutBack Power Systems | OBB-175-125VDC-PNL | OutBack DC breaker, 175 amp |  | 137 | 82.52 | Misc. |  |  | AEE Solar | 030-04329
492 | OutBack Power Systems | OBB-250-125VDC-PNL | OutBack DC breaker, 250 amp |  | 137 | 82.52 | Misc. |  |  | AEE Solar | 030-04326
493 | OutBack Power Systems | OBB-1-125VDC-DIN | OutBack PV array breaker, 1 amp |  | 13 | 12.11 | Misc. |  |  | AEE Solar | 053-03033
494 | OutBack Power Systems | OBB-2-150VDC-DIN | OutBack PV array breaker, 2 amp |  | 13 | 12.11 | Misc. |  |  | AEE Solar | 053-03034
495 | OutBack Power Systems | OBB-3-150VDC-DIN | OutBack PV array breaker, 3 amp |  | 13 | 12.11 | Misc. |  |  | AEE Solar | 053-03024
496 | OutBack Power Systems | OBB-4-150VDC-DIN | OutBack PV array breaker, 4 amp |  | 14 | 12.11 | Misc. |  |  | AEE Solar | 053-03020
497 | OutBack Power Systems | OBB-5-150VDC-DIN | OutBack PV array breaker, 5 amp |  | 13 | 12.11 | Misc. |  |  | AEE Solar | 053-03025
498 | OutBack Power Systems | OBB-6-150VDC-DIN | OutBack PV array breaker, 6 amp |  | 14 | 12.11 | Misc. |  |  | AEE Solar | 053-03021
499 | OutBack Power Systems | OBB-8-150VDC-DIN | OutBack PV array breaker, 8 amp |  | 13 | 12.11 | Misc. |  |  | AEE Solar | 053-03022
500 | OutBack Power Systems | OBB-9-150VDC-DIN | OutBack PV array breaker, 9 amp |  | 14 | 12.11 | Misc. |  |  | AEE Solar | 053-03023
501 | OutBack Power Systems | OBB-10-150VDC-DIN | OutBack PV array breaker, 10 amp |  | 13 | 12.11 | Misc. |  |  | AEE Solar | 053-03026
502 | OutBack Power Systems | OBB-15-150VDC-DIN | OutBack PV array breaker, 15 amp |  | 13 | 12.11 | Misc. |  |  | AEE Solar | 053-03029
503 | OutBack Power Systems | OBB-20-125VDC-DIN | OutBack PV array breaker, 20 amp |  | 13 | 12.11 | Misc. |  |  | AEE Solar | 053-03030
504 | OutBack Power Systems | OBB-30-125VDC-DIN | OutBack PV array breaker, 30 amp |  | 13 | 12.11 | Misc. |  |  | AEE Solar | 053-03032
505 | OutBack Power Systems | OBB-50-125VDC-DIN | OutBack PV array breaker, 50 amp |  | 14 | 12.11 | Misc. |  |  | AEE Solar | 053-03035
506 | OutBack Power Systems | OBB-60-125VDC-DIN | OutBack PV array breaker, 60 amp |  | 14 | 12.11 | Misc. |  |  | AEE Solar | 053-03037
507 | OutBack Power Systems | OBB-GFP-80D-125VDC-PNL | OutBack PV ground fault protection | for up to two charge controllers | 129 | 97.67 | Misc. |  |  | AEE Solar | 030-04323
508 | OutBack Power Systems | OBCATV-3 | OutBack communications cable, 3 feet |  | 5 | 3.79 | Misc. |  |  | AEE Solar | 030-04195
509 | OutBack Power Systems | OBCATV-6 | OutBack communications cable, 6 feet |  | 8 | 6.06 | Misc. |  |  | AEE Solar | 030-04197
510 | OutBack Power Systems | OBCATV-50 | OutBack communications cable, 50 feet |  | 25 | 18.93 | Misc. |  |  | AEE Solar | 030-04199
511 | OutBack Power Systems | OBF-6-600VDC | OutBack 600 high VDC fuse, 6 amp |  | 20.3 | 8.71 | Misc. |  |  | AEE Solar | 053-06050
512 | OutBack Power Systems | OBF-10-600VDC | OutBack 600 high VDC fuse, 10 amp |  | 20.3 | 8.71 | Misc. |  |  | AEE Solar | 053-03046
513 | OutBack Power Systems | OBF-15-600VDC | OutBack 600 high VDC fuse, 15 amp |  | 20.3 | 8.71 | Misc. |  |  | AEE Solar | 053-03043
514 | OutBack Power Systems | OBFH-30-600VDC-DIN | OutBack 600 VDC fuse holder, DIN rail mount | up to 30 amps | 20.3 | 12.52 | Misc. |  |  | AEE Solar | 053-03040
515 | OutBack Power Systems | OBFW-O-FM80 | OutBack charge controller, 80 amps, 12 - 60 volts | one installed in power system | 957.62 | 725.02 | Misc. |  |  | AEE Solar | 033-01521
516 | OutBack Power Systems | OBFW-O-FM80/DUAL | OutBack charge controller, 80 amps, 12 - 60 volts | two installed in power system | 1877.25 | 1421.27 | Misc. |  |  | AEE Solar | 033-01522
517 | OutBack Power Systems | OBFW-O-HUB4 | OutBack FLEXware communications manager | installed in power system | 215.49 | 163.15 | Misc. |  |  | AEE Solar | 033-01261
518 | OutBack Power Systems | OBFW-O-HUB10 | OutBack FLEXware communications manager | installed in power system | 381.82 | 289.08 | Misc. |  |  | AEE Solar | 033-01263
519 | OutBack Power Systems | OBFW-O-MATE | OutBack FLEXware remote systems display | installed in power system | 315.45 | 238.83 | Misc. |  |  | AEE Solar | 033-01259
520 | OutBack Power Systems | OBFW-O-MX60 | OutBack FLEXware charge controller, 60 amps | installed in power system | 794.53 | 601.54 | Misc. |  |  | AEE Solar | 033-01513
521 | OutBack Power Systems | OBFW-O-MX60/DUAL | OutBack FLEXware charge controller, 60 amps | two installed in power system | 1601.31 | 1212.35 | Misc. |  |  | AEE Solar | 033-01515
522 | OutBack Power Systems | OBFW-O-MX60/D TOP | OutBack charge controller, 60 amps, 12 - 48 volts | two installed on top power system | 1564.67 | 1184.61 | Misc. |  |  | AEE Solar | 033-01517
523 | OutBack Power Systems | OBFW-O-RTS | OutBack FLEXware remote temperature sensor | installed in power system | 42.65 | 32.3 | Misc. |  |  | AEE Solar | 033-01257
524 | OutBack Power Systems | OBFW-O-X240 | OutBack FLEXware 4 KVA auto transformer | installed in power system | 430.91 | 326.24 | Misc. |  |  | AEE Solar | 033-01254
525 | OutBack Power Systems | OBFW2-O-MX60 | OutBack FLEXware charge controller, 60 amps | installed in FLEXware 250 system | 751.53 | 568.99 | Misc. |  |  | AEE Solar | 033-01511
526 | OutBack Power Systems | OBFW5-FX2012TS | OutBack FW500, one FX2012T sealed turbo inverter | off grid and backup applications | 4641.58 | 3514.14 | Misc. |  |  | AEE Solar | 033-00321
527 | OutBack Power Systems | OBFW5-FX2012TD | OutBack FW500, two FX2524T sealed turbo inverters | off grid and backup applications | 7930.69 | 6004.32 | Misc. |  |  | AEE Solar | 033-00323
528 | OutBack Power Systems | OBFW5-FX2524TS | OutBack FW500, one FX2524T sealed turbo inverter | off grid and backup applications | 4661.95 | 3529.57 | Misc. |  |  | AEE Solar | 033-00329
529 | OutBack Power Systems | OBFW5-FX2524TD | OutBack FW500, two FX2524T sealed turbo inverters | off grid and backup applications | 7786.22 | 5894.95 | Misc. |  |  | AEE Solar | 033-00331
530 | OutBack Power Systems | OBFW5-FX3048TS | OutBack FW500, one FX3048T sealed turbo inverter | off grid and backup applications | 4710.82 | 3566.56 | Misc. |  |  | AEE Solar | 033-00337
531 | OutBack Power Systems | OBFW5-FX3048TD | OutBack FW500, two FX3048Tsealed turbo inverters | off grid and backup applications | 7761.82 | 5876.47 | Misc. |  |  | AEE Solar | 033-00339
532 | OutBack Power Systems | OBFW5-GTFX2524S | OutBack FW500, one GTFX2524 sealed turbo inverter | grid-interactive applications | 4866.95 | 3684.77 | Misc. |  |  | AEE Solar | 033-00201
533 | OutBack Power Systems | OBFW5-GTFX2524D | OutBack FW500, two GTFX2524 sealed turbo inverters | grid-interactive applications | 7929.82 | 6003.67 | Misc. |  |  | AEE Solar | 033-00203
534 | OutBack Power Systems | OBFW5-GTFX3048S | OutBack FW500, one GTFX3048 sealed turbo inverter | grid-interactive applications | 4792.95 | 3628.75 | Misc. |  |  | AEE Solar | 033-00209
535 | OutBack Power Systems | OBFW5-GTFX3048D | OutBack FW500, two GTFX3048 sealed turbo inverters | grid-interactive applications | 7658.95 | 5798.6 | Misc. |  |  | AEE Solar | 033-00211
536 | OutBack Power Systems | OBFW5-GVFX3524S | OutBack FW500, one GVFX3524 vented inverter | grid-interactive applications | 5081.67 | 3621.33 | Misc. |  |  | AEE Solar | 033-00205
537 | OutBack Power Systems | OBFW5-GVFX3524D | OutBack FW500, two GVFX3524 vented inverters | grid-interactive applications | 6965.9 | 3628.75 | Misc. |  |  | AEE Solar | 033-00209
538 | OutBack Power Systems | OBFW5-GVFX3648S | OutBack FW500, one GVFX3648 vented inverter | grid-interactive applications | 4992.95 | 3780.17 | Misc. |  |  | AEE Solar | 033-00213
539 | OutBack Power Systems | OBFW5-GVFX3648D | OutBack FW500, two GVFX3648 vented inverters | grid-interactive applications | 8058.95 | 6101.44 | Misc. |  |  | AEE Solar | 033-00215
540 | OutBack Power Systems | OBPFW5-VFX2812S | OutBack FW500, one VFX2812 vented inverter | off grid and backup applications | 4875.71 | 3691.4 | Misc. |  |  | AEE Solar | 033-00325
541 | OutBack Power Systems | OBPFW5-VFX2812D | OutBack FW500, two VFX2812 vented inverters | off grid and backup applications | 8330.69 | 6307.16 | Misc. |  |  | AEE Solar | 033-00327
542 | OutBack Power Systems | OBFW5-VFX3524S | OutBack FW500, one VFX3524 vented inverter | off grid and backup applications | 4876.67 | 3692.13 | Misc. |  |  | AEE Solar | 033-00333
543 | OutBack Power Systems | OBFW5-VFX3524D | OutBack FW500, two VFX3524 vented inverters | off grid and backup applications | 8216.69 | 6220.85 | Misc. |  |  | AEE Solar | 033-00335
544 | OutBack Power Systems | OBFW5-VFX3648S | OutBack FW500, one VFX3648 vented inverter | off grid and backup applications | 4784.95 | 3624.96 | Misc. |  |  | AEE Solar | 033-00341
545 | OutBack Power Systems | OBFW5-VFX3648D | OutBack FW500, two VFX3648 vented inverters | off grid and backup applications | 8038.95 | 6084.81 | Misc. |  |  | AEE Solar | 033-00343
546 | OutBack Power Systems | OBFW10-FX2524TD | OutBack FW1000, two FX2524 sealed turbo inverters | off grid and backup applications | 8828.42 | 6684 | Misc. |  |  | AEE Solar | 033-00365
547 | OutBack Power Systems | OBFW10-FX2524TQ | OutBack FW1000, four FX2524 sealed turbo inverters | off grid and backup applications | 14528.71 | 10999.69 | Misc. |  |  | AEE Solar | 033-00367
548 | OutBack Power Systems | OBFW10-FX3048TD | OutBack FW1000, two FX3048 sealed turbo inverters | off grid and backup applications | 8566.53 | 6485.73 | Misc. |  |  | AEE Solar | 033-00373
549 | OutBack Power Systems | OBFW10-FX3048TQ | OutBack FW1000, four FX3048 sealed turbo inverters | off grid and backup applications | 14177.58 | 10733.85 | Misc. |  |  | AEE Solar | 033-00375
550 | OutBack Power Systems | OBFW10-VFX3524D | OutBack FW1000, two VFX3524 vented inverters | off grid and backup applications | 9111.44 | 6898.27 | Misc. |  |  | AEE Solar | 033-00369
551 | OutBack Power Systems | OBFW10-VFX3524Q | OutBack FW1000, four VFX3524 vented inverters | off grid and backup applications | 15378.73 | 11643.24 | Misc. |  |  | AEE Solar | 033-00371
552 | OutBack Power Systems | OBFW10-VFX3648D | OutBack FW1000, two VFX3648 vented inverters | off grid and backup applications | 8962.22 | 6785.3 | Misc. |  |  | AEE Solar | 033-00377
553 | OutBack Power Systems | OBFW10-VFX3648Q | OutBack FW1000, four VFX3648 vented inverters | off grid and backup applications | 14914.4 | 11291.69 | Misc. |  |  | AEE Solar | 033-00379
554 | OutBack Power Systems | OBFW10-VFX3648-3 | OutBack FW1000, two VFX3648 vented inverters | off grid and backup applications, three phase | 11821.98 | 8950.42 | Misc. |  |  | AEE Solar | 033-00381
555 | OutBack Power Systems | PSR-SCT | OutBack spill containment tray |  | 29 | 21.96 | Misc. |  |  | AEE Solar | 030-04534
556 | OutBack Power Systems | RTS | OutBack remote temperature sensor | with 20 foot cable | 29 | 21.96 | Misc. |  |  | AEE Solar | 030-04190
557 | OutBack Power Systems | TBB-BLACK | OutBack terminal bus bar with black insulators |  | 19 | 14.38 | Misc. |  |  | AEE Solar | 030-04353
558 | OutBack Power Systems | TBB-BLUE | OutBack terminal bus bar with blue insulators |  | 19 | 14.38 | Misc. |  |  | AEE Solar | 030-04359
559 | OutBack Power Systems | TBB-GROUND | OutBack ground / neutral terminal bus bar | with no insulators | 19 | 14.38 | Misc. |  |  | AEE Solar | 030-04355
560 | OutBack Power Systems | TBB-RED | OutBack terminal bus bar with red insulators |  | 19 | 14.38 | Misc. |  |  | AEE Solar | 030-04355
561 | OutBack Power Systems | TBB-WHITE | OutBack terminal bus bar with white insulators |  | 19 | 14.38 | Misc. |  |  | AEE Solar | 030-04354
562 | PV Powered | PVM1010 | Data monitoring module for internet-based monitoring |  | 399 | 192.1 | Misc. |  |  | PV Powered | PVP1010
563 | RSTC | SD-0786-41 | SolaDeck roof mounted enclosure / combiner box | with dual ground lugs, DIN rail | 81.5 | 61.7 | Misc. |  |  | AEE Solar | 053-00226
564 | RSTC | NEG BUS | Negative bus bar kit for SolaDeck combiner |  | 9.78 | 7.4 | Misc. |  |  | AEE Solar | 053-00228
565 | RSTC | TERM KIT | Pass through for SolaDeck two string combiner | with four DIN mount mount terminals | 8 | 6.06 | Misc. |  |  | AEE Solar | 053-00231
615 | Tyco | 1-1579004-2 | Tyco hand crimping tool for AWG 10 and 12 wire |  | 400 | 7.83 | Misc. |  |  | Compon Ctr | 793000
616 | Tyco | 5-1394462-6 | SOLARLOK minus keyed lockable cable connector, female | for 10 AWG wire, with special UL label | 5.05 | 2.88 | Misc. |  |  | Compon Ctr | 732070
617 | Tyco | 6-1394461-4 | SOLARLOK minus keyed lockable cable connector, male | for 10 AWG wire | 5.4 | 2.94 | Misc. |  |  | Compon Ctr | 732081
618 | Tyco | SOL-CP-1812120N-.1-X | Laminate for Tyco identification label | two per system | 0.8 | 0.52 | Misc. |  |  | Compon Ctr | 902772
619 | Tyco | SOL-CSC-159254-4.01 | Tyco reflective warning label for solar electrical circuit | at least five per system with conduit runs | 1.75 | 0.85 | Misc. |  |  | Compon Ctr | 907513
620 | Tyco | SOL-DCD-104100-4-0.5 | Tyco identification label for DC disconnect | one per DC disconnect and combiner box | 2 | 1.33 | Misc. |  |  | Compon Ctr | 907537
621 | Tyco | SOL-DPS-104019-4-0.5 | Tyco identification label for dual electrical power sources | two per system | 0.75 | 0.31 | Misc. |  |  | Compon Ctr | 907537
622 | Tyco | SOL-SD-104076-4-0.5 | Tyco identification label for AC disconnect | one per AC disconnect | 1.32 | 0.79 | Misc. |  |  | Compon Ctr | 793044
623 | Tyco | SOL-SEC-305254-4-0.1 | Tyco reflective warning label for solar electrical system | two per system | 1.84 | 1.36 | Misc. |  |  | Compon Ctr | 793033
624 | Tyco | SOL-SRS-812120N-1.4 | Tyco identification label with solar system generic rating | two per system | 0.8 | 0.61 | Misc. |  |  | Compon Ctr | 907665
625 | Various | MC-B-3M/F | 3 foot basic Plug-N-Power extension |  | 18.5 | 6.38 | Misc. |  |  | CCE | MC-B-3M/F
626 | Various | MC-L-3M/F | 3 foot lockable Plug-N-Power extension | SolarWorld, Kyocera, Sanyo, ET Solar mono | 18.5 | 6.38 | Misc. |  |  | CCE | MC-L-3M/F
627 | Various | MC-B-10M/F | 10 foot basic Plug-N-Power extension |  | 30 | 10 | Misc. |  |  | CCE | MC-B-10M/F
628 | Various | MC-L-10M/F | 10 foot lockable Plug-N-Power extension | SolarWorld, Kyocera, Sanyo, ET Solar mono | 30 | 10 | Misc. |  |  | CCE | MC-L-10M/F
629 | Various | MC-B-30M/F | 30 foot basic Plug-N-Power extension |  | 42.75 | 20.62 | Misc. |  |  | CCE | MC-B-30M/F
630 | Various | MC-L-30M/F | 30 foot lockable Plug-N-Power extension | SolarWorld, Kyocera, Sanyo, ET Solar mono | 42.75 | 20.62 | Misc. |  |  | CCE | MC-L-30M/F
631 | Various | MC-B-60M/F | 60 foot basic Plug-N-Power extension |  | 81.5 | 40.12 | Misc. |  |  | CCE | MC-B-60M/F
632 | Various | MC-L-60M/F | 60 foot lockable Plug-N-Power extension | SolarWorld, Kyocera, Sanyo, ET Solar mono | 81.5 | 40.12 | Misc. |  |  | CCE | MC-L-60M/F
633 | Various | T-L-3M/F | 3 foot lockable Tyco extension | for ET Solar polycrystalline | 18.5 | 6.38 | Misc. |  |  | CCE | T-L-3M/F
634 | Various | T-L-10M/F | 10 foot lockable Tyco extension | for ET Solar polycrystalline | 30 | 10 | Misc. |  |  | CCE | T-L-10M/F
635 | Various | T-L-30M/F | 30 foot lockable Tyco extension | for ET Solar polycrystalline | 42.75 | 20.62 | Misc. |  |  | CCE | T-L-30M/F
636 | Various | T-L-60M/F | 60 foot lockable Tyco extension | for ET Solar polycrystalline | 81.5 | 40.12 | Misc. |  |  | CCE | T-L-60M/F
637 | Various | USE-2 WIRE | 500 feet of 10 AWG copper stranded wire, black XLP |  | 375 | 262.86 | Misc. |  |  | Maltby | 85559
638 | Wiley Electronics | ACC | Acme stainless steel clip for two USE-2 cables |  | 0.85 | 0.37 | Misc. |  |  | Wiley Elec | ACC
639 | Wiley Electronics | ACE-1P | Acme conduit entry, one string pass through |  | 250 | 153.57 | Misc. |  |  | AEE Solar | 053-00308
640 | Wiley Electronics | ACE-2C | Acme conduit entry, two string combiner |  | 250 | 153.57 | Misc. |  |  | AEE Solar | 053-00312
641 | Wiley Electronics | ACE-2P | Acme conduit entry, two string pass through |  | 265 | 159.67 | Misc. |  |  | AEE Solar | 053-00310
642 | Wiley Electronics | ACE-3C | Acme conduit entry, three string combiner |  | 365 | 230.86 | Misc. |  |  | AEE Solar | 053-00313
643 | Wiley Electronics | ACE-3P | Acme conduit entry, three string pass through |  | 285 | 177.98 | Misc. |  |  | AEE Solar | 053-003120
644 | Wiley Electronics | ACE-4C | Acme conduit entry, four string combiner |  | 381 | 276.85 | Misc. |  |  | AEE Solar | 053-00314
645 | Wiley Electronics | ACE-4P | Acme conduit entry, four string pass through |  | 285 | 184.08 | Misc. |  |  | AEE Solar | 053-00311
646 | Wiley Electronics | ACE-PT | Acme conduit entry, simple pass through |  | 185 | 109.84 | Misc. |  |  | AEE Solar | 053-00305
647 | Wiley Electronics | WEEB-BONDING | Wiley rail electrical splice jumper |  | 10 | 6.78 | Misc. |  |  | Wiley Elec | WEEB-BONDING
648 | Wiley Electronics | WEEB-LUG-10 | Set of 10 Wiley lay-in lug assemblies with washer, hardware |  | 125 | 41.25 | Misc. |  |  | Wiley Elec | WEEB-LUG-10
649 | Wiley Electronics | WEEB-PMC | Wiley grounding clip for Pro Solar rail |  | 3.75 | 1.02 | Misc. |  |  | Wiley Elec | WEEB-PMC
Batterries
768 | Surrette | S-460 | Surrette flooded lead-antimony solar battery, 6 volts | 460 amp hours at 100 hour rate | 576.57 | 315.25 | Battery |  | 460 | AEE Solar | 040-02106-W
769 | Surrette | 2-KS-33PS | Surrette flooded lead-antimony solar battery, 2 volts | 2,491 amp hours at 100 hour rate | 1352.71 | 833.67 | Battery |  |  | AEE Solar | 040-02220-W
770 | Surrette | 6-CS-21PS | Surrette flooded lead-antimony solar battery, 6 volts | 963 amp hours at 100 hour rate | 824 | 1044.52 | Battery |  |  | AEE Solar | 040-02235-W
771 | Surrette | 6-CS-25PS | Surrette flooded lead-antimony solar battery, 6 volts | 1,156 amp hours at 100 hour rate | 1855.61 | 1204.03 | Battery |  |  | AEE Solar | 040-02238-W
772 | Surrette | 8-CS-25PS | Surrette flooded lead-antimony solar battery, 8 volts | 1,156 amp hours at 100 hour rate | 2469.26 | 1606.65 | Battery |  |  | AEE Solar | 040-02250-W
773 | Surrette | 12-CS-11PS | Surrette flooded lead-antimony solar battery, 12 volts | 503 amp hours at 100 hour rate | 1660.92 | 1086.3 | Battery |  |  | AEE Solar | 040-02259-W
751 | MK Battery | 8AU1 | MK sealed AGM solar battery, 12 volts | 32.5 amp hours at 20 hour rate | 103.6 | 66.73 | Battery |  |  | AEE Solar | 040-03117
752 | MK Battery | 8A22NF | MK sealed AGM solar battery, 12 volts | 55 amp hours at 20 hour rate | 190.73 | 122.86 | Battery |  |  | AEE Solar | 040-03120
753 | MK Battery | 8A24 | MK sealed AGM solar battery, 12 volts | 79 amp hours at 20 hour rate | 240.8 | 155.1 | Battery |  |  | AEE Solar | 040-03123
754 | MK Battery | 8A27 | MK sealed AGM solar battery, 12 volts | 92 amp hours at 20 hour rate | 286.3 | 184.4 | Battery |  |  | AEE Solar | 040-03126
755 | MK Battery | 8A31 | MK sealed AGM solar battery, 12 volts | 105 amp hours at 20 hour rate | 328.3 | 211.46 | Battery |  |  | AEE Solar | 040-03129
756 | MK Battery | 8A4D | MK sealed AGM solar battery, 12 volts | 200 amp hours at 20 hour rate | 612.5 | 394.51 | Battery |  |  | AEE Solar | 040-03132
757 | MK Battery | 8A8D | MK sealed AGM solar battery, 12 volts | 245 amp hours at 20 hour rate | 721.7 | 464.85 | Battery |  |  | AEE Solar | 040-03135
758 | MK Battery | 8AGC2 | MK sealed AGM solar battery, 6 volts | 220 amp hours at 20 hour rate | 328.3 | 211.46 | Battery |  |  | AEE Solar | 040-03137
759 | MK Battery | SU1-SLD-GEL | MK sealed gel solar battery, 12 volts | 36.1 amp hours at 100 hour rate | 123.2 | 79.35 | Battery |  |  | AEE Solar | 040-03015
760 | MK Battery | S22NF-SLD-GEL | MK sealed gel solar battery, 12 volts | 57 amp hours at 100 hour rate | 210.36 | 135.5 | Battery |  |  | AEE Solar | 040-03018
761 | MK Battery | S24-SLD-GEL | MK sealed gel solar battery, 12 volts | 73 amp hours at 100 hour rate | 282.15 | 181.74 | Battery |  |  | AEE Solar | 040-03022
762 | MK Battery | S27-SLD-GEL | MK sealed gel solar battery, 12 volts | 99 amp hours at 100 hour rate | 306.26 | 197.26 | Battery |  |  | AEE Solar | 040-03024
763 | MK Battery | S31-SLD-GEL | MK sealed gel solar battery, 12 volts | 108 amp hours at 100 hour rate | 343 | 220.93 | Battery |  |  | AEE Solar | 040-03027
764 | MK Battery | S4D-SLD-GEL | MK sealed gel solar battery, 12 volts | 210 amp hours at 100 hour rate | 666.8 | 429.49 | Battery |  |  | AEE Solar | 040-03030
765 | MK Battery | S8D-SLD-GEL | MK sealed gel solar battery, 12 volts | 265 amp hours at 100 hour rate | 811.3 | 522.56 | Battery |  |  | AEE Solar | 040-03033
774 | Various | 052-02002-B | Battery cable, 2/0 copper wire, black, 24 inches, 2 lugs |  | 25.26 | 20.16 | Battery |  |  | AEE Solar | 052-02002-B
775 | Various | 052-02002-R | Battery cable, 2/0 copper wire, red, 24 inches, 2 lugs |  | 25.14 | 20.36 | Battery |  |  | AEE Solar | 052-02002-R
776 | Various | 052-02003-B | Battery cable, 2/0 copper wire, black, 36 inches, 2 lugs |  | 30.96 | 24.93 | Battery |  |  | AEE Solar | 052-02003-B
777 | Various | 052-02003-R | Battery cable, 2/0 copper wire, red, 36 inches, 2 lugs |  | 30.84 | 25.13 | Battery |  |  | AEE Solar | 052-02003-R
778 | Various | 052-02004-B | Battery cable, 2/0 copper wire, black, 48 inches, 2 lugs |  | 36.66 | 29.9 | Battery |  |  | AEE Solar | 052-02004-B
779 | Various | 0520-2004-R | Battery cable, 2/0 copper wire, red, 48 inches, 2 lugs |  | 35.64 | 29.9 | Battery |  |  | AEE Solar | 0520-2004-R
780 | Various | 052-02005-B | Battery cable, 2/0 copper wire, black, 60 inches, 2 lugs |  | 42.36 | 35.09 | Battery |  |  | AEE Solar | 052-02005-B
781 | Various | 052-02005-R | Battery cable, 2/0 copper wire, red, 60 inches, 2 lugs |  | 42.24 | 35.09 | Battery |  |  | AEE Solar | 052-02005-R
782 | Various | 052-02006-B | Battery cable, 2/0 copper wire, black, 72 inches, 2 lugs |  | 48.06 | 39.24 | Battery |  |  | AEE Solar | 052-02006-B
783 | Various | 052-02006-R | Battery cable, 2/0 copper wire, red, 72 inches, 2 lugs |  | 47.94 | 39.45 | Battery |  |  | AEE Solar | 052-02006-R
784 | Various | 052-02010-B | Battery cable, 2/0 copper wire, red, 120 inches, 2 lugs |  | 70.74 | 58.48 | Battery |  |  | AEE Solar | 052-02010-B
785 | Various | 052-02010-R | Battery cable, 2/0 copper wire, black, 120 inches, 2 lugs |  | 70.74 | 58.48 | Battery |  |  | AEE Solar | 052-02010-R
786 | Various | 052-05122-B | Battery interconnection cable, 2/0, black, 9 inches |  | 19.31 | 15.38 | Battery |  |  | AEE Solar | 052-05122-B
787 | Various | 052-05122-BR | Battery interconnection cable, 2/0, black/red, 9 inches |  | 17.13 | 13.8 | Battery |  |  | AEE Solar | 052-05122-BR
788 | Various | 052-05122-R | Battery interconnection cable, 2/0, red, 9 inches |  | 19.22 | 15.58 | Battery |  |  | AEE Solar | 052-05122-R
789 | Various | 052-05121-B | Battery interconnection cable, 2/0, black, 12 inches |  | 18.74 | 15.03 | Battery |  |  | AEE Solar | 052-05121-B
790 | Various | 052-05121-BR | Battery interconnection cable, 2/0, black/red, 12 inches |  | 18.93 | 15.11 | Battery |  |  | AEE Solar | 052-05121-BR
791 | Various | 052-05121-R | Battery interconnection cable, 2/0, red, 12 inches |  | 18.65 | 15.11 | Battery |  |  | AEE Solar | 052-05121-R
792 | Various | 052-05124-B | Battery interconnection cable, 2/0, black, 20 inches |  | 25.01 | 20.16 | Battery |  |  | AEE Solar | 052-05124-B
793 | Various | 052-05124-BR | Battery interconnection cable, 2/0, black/red, 20 inches |  | 24.97 | 20.36 | Battery |  |  | AEE Solar | 052-05124-BR
794 | Various | 052-05124-R | Battery interconnection cable, 2/0, red, 20 inches |  | 24.92 | 20.36 | Battery |  |  | AEE Solar | 052-05124-R
Balance of System
795 | Square D | D221NRB | Square D disconnect switch, 240VAC, 30 amp | 2 pole, 1 neutral, fused - PK3GTA1 | 125 | 38.3 | Disconnect |  |  | Maltby | 49590
796 | Square D | D222NRB | Square D disconnect switch, 240VAC, 60 amp | 2 pole, 1 neutral, fused - GTK03C | 217 | 66.98 | Disconnect |  |  | Maltby | 49705
797 | Square D | D223NRB | Square D disconnect switch, 240VAC, 100 amp | 2 pole, 1 neutral, fused - GTK0610C | 320 | 98.75 | Disconnect |  |  | Maltby | 49821
798 | Square D | D224NRB | Square D disconnect switch, 240VAC, 200 amp | 2 pole, 1 neutral, fused - PKOGTA2 | 800 | 242.54 | Disconnect |  |  | Maltby | 49929
799 | Square D | D322NRB | Square D disconnect switch, 240VAC, 60 amp | 3 pole, 1 neutral, fused - PK3GTA1 | 294 | 89.13 | Disconnect |  |  | Maltby | 50675
800 | Square D | DU221RB | Square D disconnect switch, 240VAC, 30 amp | 2 pole, unfused - PK3GTA1 | 112 | 32.88 | Disconnect |  |  | Maltby | 59123
801 | Square D | DU222RB | Square D disconnect switch, 240VAC, 60 amp | 2 pole, unfused - PK3GTA1 | 224 | 66.76 | Disconnect |  |  | Maltby | 59557 |  | 9632.24
802 | Square D | DU321RB | Square D disconnect switch, 240VAC, 30 amp | 3 pole, unfused - PK3GTA1 | 186 | 56.08 | Disconnect |  |  | Maltby | 59725 |  | 9639.9
803 | Square D | DU322RB | Square D disconnect switch, 240VAC, 60 amp | 3 pole, unfused - PK3GTA1 | 295 | 84.86 | Disconnect |  |  | Maltby | 59909
804 | Square D | DU323RB | Square D disconnect switch, 240VAC, 100 amp | 3 pole, unfused - GTK0610C | 544 | 148.73 | Disconnect |  |  | Maltby | 60096
805 | Square D | DU324RB | Square D disconnect switch, 240VAC, 200 amp | 3 pole, unfused - PKOGTA2 | 974 | 266.27 | Disconnect |  |  | Maltby | 60218
806 | Square D | H221NRB | Square D disconnect switch, 240VAC, 30 amp | 2 pole, 1 neutral, fused - GTK03C | 298 | 179.79 | Disconnect |  |  | Maltby | 29712
807 | Square D | H225NR | Square D disconnect switch, 240VAC, 400 amp | 2 pole, 1 neutral, fused - (2) PKOGTA2 | 2830 | 814.14 | Disconnect |  |  | Maltby | 100935
808 | Square D | H321NRB | Square D disconnect switch, 250VDC/240VAC, 30 amp | 3 pole, 1 neutral, fused - GTK03C | 370 | 106.43 | Disconnect |  |  | Maltby | 48578
809 | Square D | H322NRB | Square D disconnect switch, 250VDC/240VAC, 60 amp | 3 pole, 1 neutral, fused - GTK03C | 594 | 171.13 | Disconnect |  |  | Maltby | 29657
810 | Square D | H323NRB | Square D disconnect switch, 250VDC/240VAC, 100 amp | 3 pole, 1 neutral, fused - GTK0610C | 852 | 245.09 | Disconnect |  |  | Maltby | 54988
811 | Square D | H324NRB | Square D disconnect switch, 250VDC/240VAC, 200 amp | 3 pole, 1 neutral, fused - PKOGTA2 | 1165 | 335.63 | Disconnect |  |  | Maltby | 34631
812 | Square D | H325NR | Square D disconnect switch, 250VDC/240VAC, 400 amp | 3 pole, 1 neutral, fused - (2) PKOGTA2 | 2881 | 1219.63 | Disconnect |  |  | Maltby | 61146
813 | Square D | H361RB | Square D disconnect switch, 600VDC/VAC, 30 amp | 3 pole, fused - GTK03C | 599 | 196.68 | Disconnect |  |  | Maltby | 65156
814 | Square D | H362RB | Square D disconnect switch, 600VDC/VAC, 60 amp | 3 pole, fused - GTK03C | 703 | 261.18 | Disconnect |  |  | Maltby | 56340
815 | Square D | H363RB | Square D disconnect switch, 600VDC/VAC, 100 amp | 3 pole, fused - GTK0610C | 1096 | 406.6 | Disconnect |  |  | Maltby | 56853
816 | Square D | H364RB | Square D disconnect switch, 600VDC/VAC, 200 amp | 3 pole, fused - PKOGTA2 | 1138 | 558.72 | Disconnect |  |  | Maltby | 56911
817 | Square D | H364NRB | Square D disconnect switch, 600VDC/VAC, 200 amp | 3 pole, 1 neutral, fused | 1605 | 770.12 | Disconnect |  |  | Maltby | 28752
818 | Square D | H365NR | Square D disconnect switch, 600VDC/VAC, 400 amp | 3 pole, 1 neutral, fused - PKOGTC3 | 3843 | 1626.83 | Disconnect |  |  | Maltby | 50510
819 | Square D | HU361RB | Square D disconnect switch, 600VDC/VAC, 30 amp | 3 pole, unfused - GTK03C | 325 | 98.92 | Disconnect |  |  | Maltby | 63833
820 | Square D | HU362RB | Square D disconnect switch, 600VDC/VAC, 60 amp | 3 pole, unfused - GTK03C | 584 | 203.16 | Disconnect |  |  | Maltby | 63890
821 | Square D | HU363RB | Square D disconnect switch, 600VDC/VAC, 100 amp | 3 pole, unfused - GTK0610C | 817 | 284.22 | Disconnect |  |  | Maltby | 63939
822 | Square D | HU364RB | Square D disconnect switch, 600VDC/VAC, 200 amp | 3 pole, unfused - PKOGTA2 | 990 | 344.42 | Disconnect |  |  | Maltby | 63990
823 | Square D | HU365R | Square D disconnect switch, 600VDC/VAC, 400 amp | 3 pole, unfused - (2) PKOGTA2 | 2560 | 890.62 | Disconnect |  |  | Maltby | 46123
585 | Square D | GTK03C | Square D ground bar kit | for 600VDC, 30 & 60 amp disconnect switch | 7.6 | 5.68 | Misc. |  |  | Maltby | 71426
586 | Square D | GTK0610C | Square D ground bar kit | for 240/600VAC/DC, 100 amp disconnect switch | 12.6 | 9.92 | Misc. |  |  | Maltby | 68662
587 | Square D | H600SNC | Square D copper field installable neutral kit | for 240/600VAC, 400 & 600 amp disconnects | 301 | 162.48 | Misc. |  |  | Maltby | 71724
588 | Square D | HOM115 | Square D Homeline circuit breaker, 120/240VAC | 15 amps, one pole common trip | 17.5 | 3.68 | Misc. |  |  | Maltby | 62896
589 | Square D | HOM120 | Square D Homeline circuit breaker, 120/240VAC | 20 amps, one pole common trip | 17.5 | 3.68 | Misc. |  |  | Maltby | 62954
590 | Square D | HOM1632L200TC | Square D Homeline indoor load center, 120/240 VAC | 200 amps, single phase, three wires | 238 | 85.85 | Misc. |  |  | Maltby | 94539
591 | Square D | HOM215 | Square D Homeline circuit breaker, 120/240VAC | 15 amps, two pole common trip | 40.3 | 10.37 | Misc. |  |  | Maltby | 63181
592 | Square D | HOM220 | Square D Homeline circuit breaker, 120/240VAC | 20 amps, two pole common trip | 40.3 | 10.37 | Misc. |  |  | Maltby | 63241
593 | Square D | HOM225 | Square D Homeline circuit breaker, 120/240VAC | 20 amps, two pole common trip | 40.3 | 8.83 | Misc. |  |  | Maltby | 14670
594 | Square D | HOM230 | Square D Homeline circuit breaker, 120/240VAC | 30 amps, two pole common trip | 40.3 | 10.37 | Misc. |  |  | Maltby | 63301
595 | Square D | HOM235 | Square D Homeline circuit breaker, 120/240VAC | 35 amps, two pole common trip | 40.3 | 8.83 | Misc. |  |  | Maltby | 38902
596 | Square D | HOM240 | Square D Homeline circuit breaker, 120/240VAC | 40 amps, two pole common trip | 40.3 | 10.37 | Misc. |  |  | Maltby | 63359
597 | Square D | HOM24L70RB | Square D Homeline outdoor load center, 120/240 VAC | 70 amps, single phase, three wires | 74 | 23.15 | Misc. |  |  | Maltby | 61944
598 | Square D | HOM48L125GRB | Square D Homeline outdoor load center, 120/240 VAC | 125 amps, single phase, three wires | 91 | 33.5 | Misc. |  |  | Maltby | 41834
599 | Square D | HOM612L100RB | Square D Homeline load center | 120/240VAC, 100 amps, single phase | 86 | 29.84 | Misc. |  |  | Maltby | 62122
600 | Square D | HOM816M100TC | Square D Homeline load center | 100 amps, single phase, three wires | 200 | 83.87 | Misc. |  |  | Maltby | 19385
601 | Square D | PK3GTA1 | Square D ground bar kit | for 240VAC, 30 & 60 amp disconnect switch | 7.6 | 4.98 | Misc. |  |  | Maltby | 18638
602 | Square D | PK7GTA | Square D ground bar kit | for 70 - 125 amp QO load centers | 7.8 | 5.09 | Misc. |  |  | Maltby | 59960
603 | Square D | PKOGTA2 | Square D ground bar kit | for 240VAC, 200, 400 & 600 amp disconnects | 36.8 | 25.26 | Misc. |  |  | Maltby | 44470
604 | Square D | PKOGTC2 | Square D ground bar kit | for 240/600VAC/DC, 200 amp disconnect | 36.8 | 25.17 | Misc. |  |  | Maltby | 36246
605 | Square D | PKOGTC3 | Square D ground bar kit | for 240/600VAC/DC, 400 & 600 amp disconnect | 75 | 60.71 | Misc. |  |  | Maltby | 60366
606 | Square D | QO220 | Square D QO circuit breaker, 120/240VAC | 20 amps, two pole common trip | 44.7 | 13.14 | Misc. |  |  | Maltby | 37137
607 | Square D | QO240 | Square D QO circuit breaker, 120/240VAC | 40 amps, two pole common trip | 44.7 | 13.32 | Misc. |  |  | Maltby | 37366
608 | Square D | QO250 | Square D QO circuit breaker, 120/240VAC | 50 amps, two pole common trip | 44.7 | 19.97 | Misc. |  |  | Maltby | 37423
609 | Square D | QO312L125GRB | Square D QO outdoor load center, 240/120 VAC | 125 amps, three phases | 323 | 120.64 | Misc. |  |  | Maltby | 4412
610 | Square D | QO318L200GRB | Square D QO outdoor load center, 240/120 VAC | 200 amps, three phases | 412 | 211.25 | Misc. |  |  | Maltby | 51022
611 | Square D | QO342L225GRB | Square D QO outdoord load center, 240/120 VAC | 225 amps, three phases | 996 | 650.71 | Misc. |  |  | Maltby | 63263
612 | Square D | SN03C | Square D copper field installable neutral kit | for 240/600VAC, 30 & 60 amp disconnects | 68 | 45.9 | Misc. |  |  | Maltby | 71721
613 | Square D | SN0610C | Square D copper field installable neutral kit | for 240/600VAC, 60 & 100 amp disconnects | 76 | 52.06 | Misc. |  |  | Maltby | 71722
614 | Square D | SN20C | Square D copper field installable neutral kit | for 240/600VAC, 200 amp disconnects | 164 | 89.74 | Misc. |  |  | Maltby | 71723
824 | Square D | HU366R | Square D disconnect switch, 600VDC/VAC, 600 amp | 3 pole, unfused - (2) PKOGTA2 | 5122 | 1781.93 | Disconnect |  |  | Maltby | 86020
Thermal Systems
825 | Schuco | 221 001 | Schuco thermal collector 12 mm connection kit | for Premium V / H and Slim V collectors | 115 | 100.06 | Thermal |  |  | Schuco | 221 001
826 | Schuco | 221 002 | Schuco thermal collector 12 mm connection | for Premium V / H and Slim V collectors | 16 | 13.92 | Thermal |  |  | Schuco | 221 002
827 | Schuco | 221 006 | Schuco solar thermal 4.7 gallon expansion tank | for wall mounting | 109 | 94.84 | Thermal |  |  | Schuco | 221 006
828 | Schuco | 221 007 | Schuco solar thermal 6.6 gallon expansion tank | for wall mounting | 129 | 112.24 | Thermal |  |  | Schuco | 221 007
829 | Schuco | 221 008 | Schuco solar thermal 9.2 gallon expansion tank |  | 176 | 153.14 | Thermal |  |  | Schuco | 221 008
830 | Schuco | 221 013 | Schuco solar thermal 15 mm line set, 49 feet |  | 548 | 476.81 | Thermal |  |  | Schuco | 221 013
831 | Schuco | 221 014 | Schuco solar thermal 15 mm line set, 82 feet |  | 885 | 770.04 | Thermal |  |  | Schuco | 221 014
832 | Schuco | 221 019 | Schuco solar thermal additional temperature sensor |  | 25 | 21.75 | Thermal |  |  | Schuco | 221 019
833 | Schuco | 221 022 | Schuco solar thermal anti-freeze tester |  | 38 | 33.06 | Thermal |  |  | Schuco | 221 022
834 | Schuco | 221 023 | Schuco solar thermal pressure tester |  | 17 | 14.79 | Thermal |  |  | Schuco | 221 023
835 | Schuco | 221 027 | Schuco solar thermal expansion tank wall bracket |  | 47 | 40.89 | Thermal |  |  | Schuco | 221 027
836 | Schuco | 221 028 | Schuco solar thermal expansion tank flexible pipe |  | 26 | 22.62 | Thermal |  |  | Schuco | 221 028
837 | Schuco | 221 067 | Schuco solar thermal collector Premium V, grey-brown |  | 1285 | 1118.08 | Thermal |  |  | Schuco | 221 067
838 | Schuco | 221 088 | Schuco solar thermal premium collector handles |  | 51 | 44.38 | Thermal |  |  | Schuco | 221 088
839 | Schuco | 221 158-1 | Schuco solar thermal pH dipstick |  | 0.23 | 0.2 | Thermal |  |  | Schuco | 221 158-1
840 | Schuco | 221 483 | Schuco solar thermal collector Premium H, grey brown | outlets on short sides | 1340 | 1165.93 | Thermal |  |  | Schuco | 221 483
841 | Schuco | 221 659 | Schuco solar thermal light grey touch up pin |  | 4 | 3.48 | Thermal |  |  | Schuco | 221 659
842 | Schuco | 221 686 | Schuco safety valve cap for 9.2 gallon expansion tank |  | 31 | 26.97 | Thermal |  |  | Schuco | 221 686
843 | Schuco | 221 753 | Schuco thermal collector 18 mm connection kit | for Premium LA collectors | 120 | 104.41 | Thermal |  |  | Schuco | 221 753
844 | Schuco | 231 021 | Schuco solar thermal line set mounting kit |  | 21.5 | 18.71 | Thermal |  |  | Schuco | 231 021
845 | Schuco | 231 097 | Two Schuco 18 mm end plugs | for Premium LA collectors | 22 | 19.14 | Thermal |  |  | Schuco | 231 097
846 | Schuco | 231 108 | Two Schuco thermal collector 18 mm connections | for Premium LA collectors | 34 | 29.58 | Thermal |  |  | Schuco | 231 108
847 | Schuco | 231 116 | Two Schuco solar thermal 18 mm elbow connectors |  | 24 | 20.88 | Thermal |  |  | Schuco | 231 116
848 | Schuco | 231 155 | Schuco 8 kW thermal heat exchanger | for thermal to filter circuit heat transfer | 386 | 335.86 | Thermal |  |  | Schuco | 231 155
849 | Schuco | 231 156 | Schuco solar thermal collector Premium V |  | 1232 | 1071.96 | Thermal |  |  | Schuco | 231 156
850 | Schuco | 231 157 | Schuco solar thermal collector Premium H | outlets on short sides | 1310 | 1139.83 | Thermal |  |  | Schuco | 231 157
851 | Schuco | 231 158 | Schuco solar thermal collector Premium LA | four outlets, for large systems | 1310 | 1139.83 | Thermal |  |  | Schuco | 231 158
852 | Schuco | 231 214 | Two Schuco solar thermal 15 mm connectors |  | 18.5 | 16.1 | Thermal |  |  | Schuco | 231 214
853 | Schuco | 231 215 | Two Schuco solar thermal 12 x 155 mm elbow fittings |  | 29 | 25.23 | Thermal |  |  | Schuco | 231 215
854 | Schuco | 231 218 | Two Schuco hydraulic fixed bearings | required for Premium LA collectors | 34 | 29.58 | Thermal |  |  | Schuco | 231 218
855 | Schuco | 231 556 | Schuco 20 kW thermal heat exchanger | for thermal to filter circuit heat transfer | 575 | 500.31 | Thermal |  |  | Schuco | 231 556
856 | Schuco | 231 627 | Schuco temperature sensor HT |  | 29 | 25.23 | Thermal |  |  | Schuco | 231 627
857 | Schuco | 232 048 | Two Schuco 3/4" connectors for Rheem solar thermal | to cover one wide roof penetration | 19 | 16.53 | Thermal |  |  | Schuco | 232 048
858 | Schuco | 232 063 | Twin flashing for composite shingle | to cover one wide roof penetration | 29 | 25.23 | Thermal |  |  | Schuco | 232 063
859 | Schuco | 232 065 | Single flashing for composite shingle | to cover two single roof penetrations | 24 | 20.88 | Thermal |  |  | Schuco | 232 065
860 | Schuco | 232 068 | Schuco manual air vent |  | 28 | 24.36 | Thermal |  |  | Schuco | 232 068
861 | Schuco | 232 073 | Schuco solar thermal 15 mm connection kit for line set |  | 28 | 24.36 | Thermal |  |  | Schuco | 232 073
862 | Schuco | 232 077 | Schuco solar thermal Tank 80 HE-2 | two integrated heat exchangers | 1395 | 1213.79 | Thermal |  |  | Schuco | 232 077
863 | Schuco | 232 078 | Schuco solar thermal Tank 105 HE-2 | two integrated heat exchangers | 1670 | 1453.07 | Thermal |  |  | Schuco | 232 078
864 | Schuco | 232 079 | Schuco DeltaSol digital differential controller |  | 339 | 294.96 | Thermal |  |  | Schuco | 232 079
865 | Schuco | 232 099 | Loctite pipe sealing cord, 500 feet |  | 19 | 16.53 | Thermal |  |  | Schuco | 232 099
866 | Schuco | 232 105 | Schuco solar thermal fluid, 2.6 gallons |  | 66 | 57.43 | Thermal |  |  | Schuco | 232 105
867 | Schuco | 232 117 | Schuco ezFlush mounting set, Slim solar thermal systems | for composite shingle roofs | 59 | 51.34 | Thermal |  |  | Schuco | 232 117
868 | Schuco | 232 121 | Schuco collector array extension | for one roof penetration | 165 | 143.57 | Thermal |  |  | Schuco | 232 121
869 | Schuco | 232 123 | Schuco thermal mixing valve | from solar storage to existing hot water tank | 99 | 86.14 | Thermal |  |  | Schuco | 232 123
870 | Schuco | 232 125 | Schuco solar thermal charging station |  | 925 | 804.84 | Thermal |  |  | Schuco | 232 125
871 | Schuco | 232 127 | Schuco solar thermal collector strap |  | 189 | 164.45 | Thermal |  |  | Schuco | 232 127
872 | Schuco | 232 130 | Schuco solar thermal 1/2" connection kit | for connection to standard piping | 31 | 26.97 | Thermal |  |  | Schuco | 232 130
873 | Schuco | 232 131 | Schuco solar thermal 3/4" connection kit | for connection to standard piping | 29 | 25.23 | Thermal |  |  | Schuco | 232 131
874 | Schuco | 232 135 | Schuco solar thermal Tank 80 HE-1 |  | 1250 | 1087.63 | Thermal |  |  | Schuco | 232 135
875 | Schuco | 232 136 | Schuco solar thermal Tank 105 HE-1 |  | 1470 | 1279.05 | Thermal |  |  | Schuco | 232 136
876 | Schuco | 232 224 | Two Schuco solar thermal 15 mm elbow connectors |  | 22.5 | 19.58 | Thermal |  |  | Schuco | 232 224
877 | Schuco | 232 246 | Schuco solar station with three speed pump |  | 525 | 456.8 | Thermal |  |  | Schuco | 232 246
878 | Schuco | 232 268 | Rheem Solaraide solar thermal tank 80 HE-1 | double walled storage tank / heat exchanger | 1207 | 1050.21 | Thermal |  |  | Schuco | 232 268
879 | Schuco | 232 269 | Rheem Solaraide solar thermal tank 120 HE-1 | double walled storage tank / heat exchanger | 1415 | 1231.19 | Thermal |  |  | Schuco | 232 269
880 | Schuco | 232 364 | Schuco solar thermal collector Slim V Plus |  | 699 | 608.2 | Thermal |  |  | Schuco | 232 364
881 | Schuco | 232 458 | Single flashing for composite shingle, dark brown | to cover two single roof penetrations | 29.5 | 25.67 | Thermal |  |  | Schuco | 232 458
882 | Schuco | 232 459 | Twin flashing for composite shingle, dark brown | to cover one wide roof penetration | 38.5 | 33.5 | Thermal |  |  | Schuco | 232 459
883 | Schuco | 232 925 | 2 Schuco 3/4" coupler BSP x NPT | for connection to expansion tank | 27 | 23.49 | Thermal |  |  | Schuco | 232 925
884 | Schuco | 232 926 | 2 Schuco 1" union BSP x NPT | for adapting BSP threads to NPT | 34 | 29.58 | Thermal |  |  | Schuco | 232 926
885 | Schuco | 232 940 | Schuco solar thermal control unit SDC 204 |  | 279 | 242.76 | Thermal |  |  | Schuco | 232 940
886 | Schuco | 232 941 | Schuco solar thermal control unit SDC 306 |  | 550 | 478.56 | Thermal |  |  | Schuco | 232 941
887 | Schuco | 249 557 | Schuco solar tank connection pipe for solar station | from solar station into storage tank | 170.1 | 148 | Thermal |  |  | Schuco | 249 557
888 | Schuco | 257 886 | Schuco thermo well for Rheem solar thermal tanks |  | 34 | 29.58 | Thermal |  |  | Schuco | 257 886
889 | Xantrex Technology Inc. | XW 4548 | Hybrid Inverter |  |  | 2885 | Inverter
Note on I1: For Modules (type "PV") this should be the DC nameplate rating For Inverters (type "inverter) this should be the unit's rated output
Note on J1: For Modules (type "PV") this should be the CEC output rating For Inverters (type "inverter) this should be the unit's CEC efficiency rating

## Estimate
Home Improvement Price Quote
Quote: | 46232
Date: | 2026-07-29
Cert No.031310-242
THIS PRICE QUOTE is by |  |  | Earth Electric CA Lic. B, C-10 #560847
With its principal place of business at |  |  | California Sole Proprietorship
hereinafter referred to as “Contractor”, |  |  | 681 Blackford Court, San Jose, CA 95117
(408) 206-9704
AND |  |  | Tony Clark
With their principal of business at |  |  | 624 Villa Center Way, San Jose, CA 95128
hereinafter referred to as “Buyer”. |  |  | 555-1212
yournamehere@yahoo.com
Description of Services
Contractor is to install a Photovoltaic (Solar) Power System. This quote is for an 20.8kW (STC) array, 18.52 kW(PTC), array calculated to produce 100% of an estimated yearly energy demand of 28,000 kWh. Buyer shall provide permits necessary for the project, Contractor will supply any and all plans and documentation.
Equipment List
Qty | Product/Description |  |  | Warranty Information
15 | ET Solar US | ET Solar 235 watt PV module |  | 25 year manufacturer’s warranty
3 | SMA America | Sunny Boy 6,000 watt inverter for 240VAC operation |  | 15 year manufacturer’s warranty
1 | 5 degree self-ballasted racking system supplied by Westinghouse
1 | TED monitoring system
Project Schedule
Commencement of Work. The issuance of a building permit is mandatory for the work described in this quote. The production of a plan set and application for the permit, do not constitute the commencement of work, however they shall be produced and submitted within (15) days of a signed contract. The work to be performed by Contractor pursuant to this Agreement shall be commenced within (15) days of the issuing of a building permit and shall be substantially completed within (30) days from the start date.
Warranty Information: .
Limited lifetime warranty on all workmanship provided by Contractor and only with the normal operation and use of the solar electric system being installed. The warranty includes the removal or repair (at the option of Contractor) of workmanship defects that become apparent in the course of ownership after installation. This warranty does not cover damage due to acts of nature, malicious mischief, or consequential damage; nor will it cover modifications or damage caused by Buyer’s modifications to the system other than through Contractor. The warranties for major system components (PV modules, inverters, batteries, and related electric components) are provided by our manufacturers.
Project Costs:
Gross System Cost (with Sales Tax) |  |  |  |  | 23278.3938
Required Permits and Plans |  |  |  |  | 700
Rebate* from California Solar Initiative (CSI) to be collected by contractor |  |  |  |  | -1230
Total System Cost |  |  |  |  | 22748.3938
30% tax rebate (consult your accountant) |  |  |  |  | -6824.5181
Customer Ultimate out of Pocket Cost |  |  |  |  | 15923.8757
*CSI rebate and final balance may be subject to change

## CEC Solar Panels
Item Number | Manufacturer Name | Module Model# | Description | BIPV* | PTC | Notes
1 | 1Soltech | 1STH-215-P | 215W Polycrystalline Module | N | 189.4
2 | 1Soltech | 1STH-220-P | 220W Polycrystalline Module | N | 194
3 | 1Soltech | 1STH-225-P | 225W Polycrystalline Module | N | 198.5
4 | 1Soltech | 1STH-230-P | 230W Polycrystalline Module | N | 203.1
5 | 1Soltech | 1STH-235-WH | 235W Monocrystalline Module | N | 205.1
6 | 1Soltech | 1STH-240-WH | 240W Monocrystalline Module | N | 209.6
7 | 1Soltech | 1STH-245-WH | 245W Monocrystalline Module | N | 214.1
8 | 1Soltech | 1STH-250-WH | 250W Monocrystalline Module | N | 218.6
9 | A10Green Technology | A10J-S72-175 | 175W Monocrystalline Module | N | 151.2
10 | A10Green Technology | A10J-S72-180 | 180W Monocrystalline Module | N | 155.7
11 | A10Green Technology | A10J-S72-185 | 185W Monocrystalline Module | N | 160.2
12 | A10Green Technology | A10J-M60-220 | 220W Polycrystalline Module | N | 189.1
13 | A10Green Technology | A10J-M60-225 | 225W Polycrystalline Module | N | 193.5
14 | A10Green Technology | A10J-M60-230 | 230W Polycrystalline Module | N | 204.1
15 | A10Green Technology | A10J-M60-235 | 235W Polycrystalline Module | N | 208.7
16 | A10Green Technology | A10J-M60-240 | 240W Polycrystalline Module | N | 213.3
17 | A2Peak Power | POWER ON P220-6x10 | 220W Polycrystalline Module | N | 195
18 | Aavid Thermalloy | ASMP-175M | 175W Monocrystalline Module | N | 154.1
19 | Aavid Thermalloy | ASMP-180M | 180W Monocrystalline Module | N | 158.6
20 | AblyTek | 5MN6C175-A0 | 175W Monocrystalline Module | N | 151.2
21 | AblyTek | 5MN6C180-A0 | 180W Monocrystalline Module | N | 155.7
22 | AblyTek | 5MN6C185-A0 | 185W Monocrystalline Module | N | 160.2
23 | AblyTek | 6PN6A220-A0 | 220W Polycrystalline Module | N | 189.1
24 | AblyTek | 6PN6A225-A0 | 225W Polycrystalline Module | N | 193.5
25 | AblyTek | 6PN6A230-A0 | 230W Polycrystalline Module | N | 204.1
26 | AblyTek | 6PN6A235-A0 | 235W Polycrystalline Module | N | 208.7
27 | AblyTek | 6PN6A240-A0 | 240W Polycrystalline Module | N | 213.3
28 | Abound Solar | AB1-55-A | 55W Thin Film CdTe Module | N | 48.9
29 | Abound Solar | AB1-57-A | 57.5W Thin Film CdTe Module | N | 52.3
30 | Abound Solar | AB1-57-B | 57.5W Thin Film CdTe Module | N | 52.3
31 | Abound Solar | AB1-60-A | 60W Thin Film CdTe Module | N | 54.6
32 | Abound Solar | AB1-60-B | 60W Thin Film CdTe Module | N | 54.6
33 | Abound Solar | AB1-62-A | 62.5W Thin Film CdTe Module | N | 56.9
34 | Abound Solar | AB1-62-B | 62.5W Thin Film CdTe Module | N | 56.9
35 | Abound Solar | AB1-65-A | 65W Thin Film CdTe Module | N | 59.2
36 | Abound Solar | AB1-65-B | 65W Thin Film CdTe Module | N | 59.2
37 | Abound Solar | AB1-67A | 67.5W Thin Film CdTe Module | N | 61.5
38 | Abound Solar | AB1-67B | 67.5W Thin Film CdTe Module | N | 61.5
39 | Abound Solar | AB1-70A | 70W Thin Film CdTe Module | N | 63.6
40 | Abound Solar | AB1-70B | 70W Thin Film CdTe Module | N | 63.6
41 | AccuSolar Power | ASP610-B230 | 230W Monocrystalline Module | N | 201.2
42 | Advanced Renewable Energy | AREi-210W-M6-G | 210W Polycrystalline Module | N | 187.4
43 | Advanced Renewable Energy | AREi-215W-M6-G | 215W Polycrystalline Module | N | 192
44 | Advanced Renewable Energy | AREi-220W-M6-G | 220W Polycrystalline Module | N | 196.6
45 | Advanced Renewable Energy | AREi-225W-M6-G | 225W Polycrystalline Module | N | 201.1
46 | Advanced Renewable Energy | AREi-230W-M6-G | 230W Polycrystalline Module | N | 205.7
47 | aleo solar | S16.165 | 165W Polycrystalline Module | N | 146.1
48 | aleo solar | S16.170 | 170W Polycrystalline Module | N | 150.6
49 | aleo solar | S16.175 | 175W Polycrystalline Module | N | 155.2
50 | aleo solar | S16.180 | 180W Polycrystalline Module | N | 159.7
51 | aleo solar | S16.185 | 185W Polycrystalline Module | N | 164.3
52 | aleo solar | S18.210 | 210W Polycrystalline Module | N | 186.2
53 | aleo solar | S18.215 | 215W Polycrystalline Module | N | 190.8
54 | aleo solar | S18.220 | 220W Polycrystalline Module | N | 195.3
55 | aleo solar | S18.225 | 225W Polycrystalline Module | N | 199.9
56 | aleo solar | S18.230 | 230W Polycrystalline Module | N | 204.5
57 | Andalay Solar | ST_165_1_DC0_0_B | 165W Monocrystalline Module | N | 142.8
58 | Andalay Solar | ST165-1 | 165W Monocrystalline Module | N | 142.8
59 | Andalay Solar | ST_170_1_DC0_0_B | 170W Monocrystalline Module | N | 152.9
60 | Andalay Solar | ST170-1 | 170W Monocrystalline Module | N | 152.9
61 | Andalay Solar | ST_175_1_DC0_0_B | 175W Monocrystalline Module | N | 157.5
62 | Andalay Solar | ST175-1 | 175W Monocrystalline Module | N | 157.5
63 | Andalay Solar | KC180-1 | 180W Polycrystalline Module | N | 162.5
64 | Andalay Solar | ST_180_1_DC0_0_B | 180W Monocrystalline Module | N | 162.1
65 | Andalay Solar | ST180-1 | 180W Monocrystalline Module | N | 162.1
66 | Andalay Solar | KC205-1 | 205W Polycrystalline Module | N | 185.2
67 | Andalay Solar | KC210-1 | 210W Polycrystalline Module | N | 189.8
68 | Andalay Solar | ST_260_1_DC0_0_B | 260W Polycrystalline Module, MC Connectors | N | 235.4
69 | Andalay Solar | ST_270_1_DC0_0_B | 270W Polycrystalline Module, MC Connectors | N | 244.7
70 | Andalay Solar | ST_280_1_DC0_0_B | 280W Polycrystalline Module, MC Connectors | N | 254
71 | Andalay Solar | ST_290_1_DC0_0_B | 290W Polycrystalline Module, MC Connectors | N | 263.3
72 | Anji Dasol Solar Energy Science & Technology | DS-A4-210 | 210W Polycrystalline Module | N | 182.7
73 | Anji Dasol Solar Energy Science & Technology | DS-A4-215 | 215W Polycrystalline Module | N | 187.2
74 | Anji Dasol Solar Energy Science & Technology | DS-A4-220 | 220W Polycrystalline Module | N | 191.7
75 | Anji Dasol Solar Energy Science & Technology | DS-A4-225 | 225W Polycrystalline Module | N | 196.2
76 | Anji Dasol Solar Energy Science & Technology | DS-A4-230 | 230W Polycrystalline Module | N | 200.7
77 | Anji Technology | AJP-S572-175 | 175W Monocrystalline Module | N | 151.2
78 | Anji Technology | AJP-S572-180 | 180W Monocrystalline Module | N | 155.7
79 | Anji Technology | AJP-S572-185 | 185W Monocrystalline Module | N | 160.2
80 | Anji Technology | AJP-M660-220 | 220W Polycrystalline Module | N | 189.1
81 | Anji Technology | AJP-M660-225 | 225W Polycrystalline Module | N | 193.5
82 | Anji Technology | AJP-M660-230 | 230W Polycrystalline Module | N | 204.1
83 | Anji Technology | AJP-M660-235 | 235W Polycrystalline Module | N | 208.7
84 | Anji Technology | AJP-M660-240 | 240W Polycrystalline Module | N | 213.3
85 | Anji Technology | AJP-M660-245 | 245W Polycrystalline Module | N | 217.9
86 | Anji Technology | AJP-M660-250 | 250W Polycrystalline Module | N | 222.4
87 | Apollo Solar Energy | ASEC-175G6M | 175W Polycrystalline Module | N | 155.9
88 | Apollo Solar Energy | ASEC-175G6S | 175W Monocrystalline Module | N | 155.2
89 | Apollo Solar Energy | ASEC-180G6M | 180W Polycrystalline Module | N | 160.5
90 | Apollo Solar Energy | ASEC-180G6S | 180W Monocrystalline Module | N | 159.7
91 | Apollo Solar Energy | ASEC-185G6M | 185W Polycrystalline Module | N | 165.1
92 | Apollo Solar Energy | ASEC-185G6S | 185W Monocrystalline Module | N | 164.3
93 | Apollo Solar Energy | ASEC-190G6M | 190W Polycrystalline Module | N | 167.8
94 | Apollo Solar Energy | ASEC-190G6S | 190W Monocrystalline Module | N | 169.8
95 | Apollo Solar Energy | ASEC-195G6M | 195W Polycrystalline Module | N | 172.4
96 | Apollo Solar Energy | ASEC-195G6S | 195W Monocrystalline Module | N | 174.4
97 | Apollo Solar Energy | ASEC-200G6M | 200W Polycrystalline Module | N | 176.9
98 | Apollo Solar Energy | ASEC-200G6S | 200W Monocrystalline Module | N | 179
99 | Apollo Solar Energy | ASEC-205G6M | 205W Polycrystalline Module | N | 181.5
100 | Apollo Solar Energy | ASEC-205G6S | 205W Monocrystalline Module | N | 183.6
101 | Apollo Solar Energy | ASEC-210G6M | 210W Polycrystalline Module | N | 186.1
102 | Apollo Solar Energy | ASEC-210G6S | 210W Monocrystalline Module | N | 188.2
103 | APOS Energy | AP130 | 130W Polycrystalline Module | N | 115.4
104 | APOS Energy | AP135 | 135W Polycrystalline Module | N | 119.9
105 | APOS Energy | AS135 | 135W Monocrystalline Module | N | 120.9
106 | APOS Energy | AP140 | 140W Polycrystalline Module | N | 124.5
107 | APOS Energy | AS140 | 140W Monocrystalline Module | N | 125.4
108 | APOS Energy | AS145 | 145W Monocrystalline Module | N | 130
109 | APOS Energy | AP175 | 175W Polycrystalline Module | N | 155.4
110 | APOS Energy | AP180 | 180W Polycrystalline Module | N | 160
111 | APOS Energy | AS180 | 180W Monocrystalline Module | N | 161.2
112 | APOS Energy | AP185 | 185W Polycrystalline Module | N | 164.5
113 | APOS Energy | AS185 | 185W Monocrystalline Module | N | 165.8
114 | APOS Energy | AP190 | 190W Polycrystalline Module | N | 168.6
115 | APOS Energy | AS190 | 190W Monocrystalline Module | N | 170.4
116 | APOS Energy | AP195 | 195W Polycrystalline Module | N | 173.1
117 | APOS Energy | AS195 | 195W Monocrystalline Module | N | 174.5
118 | APOS Energy | AP200 | 200W Polycrystalline Module | N | 177.7
119 | APOS Energy | AS200 | 200W Monocrystalline Module | N | 179.1
120 | APOS Energy | AP205 | 205W Polycrystalline Module | N | 182.3
121 | APOS Energy | AS205 | 205W Monocrystalline Module | N | 183.7
122 | APOS Energy | AP210 | 210W Polycrystalline Module | N | 186.3
123 | APOS Energy | AS210 | 210W Monocrystalline Module | N | 188.3
124 | APOS Energy | AP215 | 215W Polycrystalline Module | N | 190.9
125 | APOS Energy | AS215 | 215W Monocrystalline Module | N | 192.9
126 | APOS Energy | AP220 | 220W Polycrystalline Module | N | 195.4
127 | APOS Energy | AS220 | 220W Monocrystalline Module | N | 197
128 | APOS Energy | AP225 | 225W Polycrystalline Module | N | 200
129 | APOS Energy | AS225 | 225W Monocrystalline Module | N | 201.6
130 | APOS Energy | AP230 | 230W Polycrystalline Module | N | 204.6
131 | APOS Energy | AS230 | 230W Monocrystalline Module | N | 206.1
132 | APOS Energy | AS235 | 235W Monocrystalline Module | N | 210.7
133 | APOS Energy | AS240 | 240W Monocrystalline Module | N | 215.4
134 | Applied Materials | 1/4 Size Tandem Junction | 114W Thin Film Tandem Junction Module | N | 104.6
135 | Applied Materials | 1/4 Size Single Junction Version 1.0 | 116W Thin Film Single Junction Amorphous Silicon Module | N | 107.9
136 | Applied Materials | 1/2-L Size Single Junction Version 1.0 | 207W Thin Film Single Junction Amorphous Silicon Module | N | 192.4
137 | Applied Materials | 1/2-P Size Single Junction Version 1.0 | 207W Thin Film Single Junction Amorphous Silicon Module | N | 192.4
138 | Applied Materials | 1/2-L Size Tandem Junction | 229W Thin Film Tandem Junction Module | N | 210.1
139 | Applied Materials | 1/2-P Size Tandem Junction | 229W Thin Film Tandem Junction Module | N | 210.1
140 | Applied Materials | Full Size Single Junction Version 1.0 | 414W Thin Film Single Junction Amorphous Silicon Module | N | 384.8
141 | Applied Materials | Full Size Tandem Junction | 458W Thin Film Tandem Junction Module | N | 420.2
142 | Applied Quantum Technology | AQT125MA-160W | 160W Monocrystalline Module | N | 138.3
143 | Applied Quantum Technology | AQT125MA-165W | 165W Monocrystalline Module | N | 142.8
144 | Applied Quantum Technology | AQT125MA-170W | 170W Monocrystalline Module | N | 146.1
145 | Applied Quantum Technology | AQT125MA-175W | 175W Monocrystalline Module | N | 150.5
146 | Applied Quantum Technology | AQT125MA-180W | 180W Monocrystalline Module | N | 155
147 | Applied Quantum Technology | AQT156PA-190W | 190W Polycrystalline Module | N | 163.9
148 | Applied Quantum Technology | AQT156PA-195W | 195W Polycrystalline Module | N | 168.3
149 | Applied Quantum Technology | AQT156PA-200W | 200W Polycrystalline Module | N | 172.8
150 | Applied Quantum Technology | AQT156PA-205W | 205W Polycrystalline Module | N | 177.2
151 | Applied Quantum Technology | AQT156PA-210W | 210W Polycrystalline Module | N | 181.7
152 | Applied Quantum Technology | AQT156PA-215W | 215W Polycrystalline Module | N | 185.5
153 | Applied Quantum Technology | AQT156PA-220W | 220W Polycrystalline Module | N | 190
154 | Applied Quantum Technology | AQT156PA-225W | 225W Polycrystalline Module | N | 194
155 | Applied Quantum Technology | AQT156PA-230W | 230W Polycrystalline Module | N | 198.5
156 | Applied Solar | OE-34 | 34W Polycrystalline Waterproof Built-in PV Roof Tile | Y | 28.2
157 | Applied Solar | OE-48 | 48W Polycrystalline Waterproof Built-in PV Roof Tile | Y | 38.6
158 | Applied Solar | OE-50 | 50W Polycrystalline Waterproof Built-in PV Roof Tile | Y | 44
159 | ASUN Energy | ASM190PCA0G101 | 190W Polycrystalline Module, Framed | N | 159.1
160 | ASUN Energy | ASM195PCA0G101 | 195W Polycrystalline Module, Framed | N | 163.5
161 | ASUN Energy | ASM200PCA0G101 | 200W Polycrystalline Module, Framed | N | 167.8
162 | ASUN Energy | ASM205PCA0G101 | 205W Polycrystalline Module, Framed | N | 172.1
163 | ASUN Energy | ASM210PCA0G101 | 210W Polycrystalline Module, Framed | N | 176.5
164 | Atlantis Energy | AES-SS-100-C | 14W Monocrystalline SunSlate | Y | 11.5
165 | Atlantis Energy | AES-SS-100-W | 14W Monocrystalline SunSlate | Y | 11.5
166 | AU Optronics | PM180M00.0_170 | 170W Monocrystalline Module | N | 146.1
167 | AU Optronics | PM180M00.0_175 | 175W Monocrystalline Module | N | 150.5
168 | AU Optronics | PM180M00.0_180 | 180W Monocrystalline Module | N | 155
169 | AU Optronics | PM220P02.0_215 | 215W Polycrystalline Module | N | 185.5
170 | AU Optronics | PM220P01.0_220 | 220W Polycrystalline Module | N | 189.1
171 | AU Optronics | PM220P02.0_220 | 220W Polycrystalline Module | N | 190
172 | AU Optronics | PM220P01.0_225 | 225W Polycrystalline Module | N | 193.5
173 | AU Optronics | PM220P02.0_225 | 225W Polycrystalline Module | N | 194
174 | AU Optronics | PM220P01.0_230 | 230W Polycrystalline Module | N | 204.1
175 | AU Optronics | PM220P02.0_230 | 230W Polycrystalline Module | N | 198.5
176 | AU Optronics | PM220P01.0_235 | 235W Polycrystalline Module | N | 208.7
177 | AU Optronics | PM220P01.0_240 | 240W Polycrystalline Module | N | 213.3
178 | Auria Solar | M115000 | 115W Thin Film Module | N | 107.5
179 | Auria Solar | M120000 | 120W Thin Film Module | N | 112.2
180 | Auria Solar | M125000 | 125W Thin Film Module | N | 116.9
181 | Auxin Solar | AXN-P6T160 | 160W Polycrystalline Module | N | 137.7
182 | Auxin Solar | AXN-M5T165 | 165W Monocrystalline Module | N | 144.7
183 | Auxin Solar | AXN-P6T165 | 165W Polycrystalline Module | N | 142.1
184 | Auxin Solar | AXN-M5T170 | 170W Monocrystalline Module | N | 149.2
185 | Auxin Solar | AXN-P6T170 | 170W Polycrystalline Module | N | 146.5
186 | Auxin Solar | AXN-M5T175 | 175W Monocrystalline Module | N | 153.7
187 | Auxin Solar | AXN-P6T175 | 175W Polycrystalline Module | N | 151
188 | Auxin Solar | AXN-M5T180 | 180W Monocyrystalline Module | N | 158.3
189 | Auxin Solar | AXN-P6T180 | 180W Polycrystalline Module | N | 155.4
190 | Avancis | PowerMax 100 FB | 100W Thin Film CIS Module | N | 86.1
191 | Baoding Tianwei Solarfilms | TWSF-aSi-90W-1 | 90W Thin Film a-Si Module | N | 84.7
192 | Baoding Tianwei Solarfilms | TWSF-aSi-95W-1 | 95W Thin Film a-Si Module | N | 89.4
193 | Bosch Solar Energy | c-Si M 60-225-16 | 225W Monocrystalline Module | N | 194.4
194 | Bosch Solar Energy | c-Si M 60-230-16 | 230W Monocrystalline Module | N | 198.9
195 | Bosch Solar Energy | c-Si M 60-235-16 | 235W Monocrystalline Module | N | 203.4
196 | Bosch Solar Energy | c-Si M 60-240-16 | 240W Monocrystalline Module | N | 207.9
197 | Bosch Solar Thin Film | um-Si plus 105 | 105W Thin Film Tandem Junction Module | N | 97.3
198 | Bosch Solar Thin Film | um-Si plus 110 | 110W Thin Film Tandem Junction Module | N | 102
199 | Bosch Solar Thin Film | um-Si plus 115 | 115W Thin Film Tandem Junction Module | N | 106.6
200 | BP Solar | BP365TS | 65W Polycrystalline Module, MC Connectors, 6V, Roof Tile Frame | Y | 51.7
201 | BP Solar | BP170B | 170W Polycrystalline Module, MC3, Bronze Frame | N | 152.6
202 | BP Solar | BP3170B | 170W Polycrystalline Module, MC4, U Frame | N | 153.3
203 | BP Solar | BP3170N | 170W Polycrystalline Module, MC3, U Frame | N | 152.6
204 | BP Solar | BP3170N_Q | 170W Polycrystalline Module, MC3, U Frame | N | 152.6
205 | BP Solar | BP3170T | 170W Polycrystalline Module, MC4, U Frame | N | 152.6
206 | BP Solar | BP175B | 175W Polycrystalline Module, MC4, Bronze Frame | N | 157.3
207 | BP Solar | BP175I | 175W Polycrystalline Module, Multicontact MC3, Integra Frame | N | 157.3
208 | BP Solar | BP3175B | 175W Polycrystalline Module, MC4, U Frame, Black/Black | N | 157.2
209 | BP Solar | BP3175N | 175W Polycrystalline Module, MC3, U Frame | N | 157.2
210 | BP Solar | BP3175N_Q | 175W Polycrystalline Module, MC3, U Frame | N | 157.2
211 | BP Solar | BP3175T | 175W Polycrystalline Module, MC4, U Frame | N | 157.2
212 | BP Solar | BP4175B | 175W Monocrystalline Module, MC4, U Frame, Black/Black | N | 156.2
213 | BP Solar | BP4175T | 175W Monocrystalline Module, MC4, U Frame | N | 156.2
214 | BP Solar | BP3180N | 180W Polycrystalline Module, MC3, U Frame | N | 161.8
215 | BP Solar | BP3180N_Q | 180W Polycrystalline Module, MC3, U Frame | N | 161.8
216 | BP Solar | BP4180T | 180W Monocrystalline Module, MC4, U Frame | N | 160.7
217 | BP Solar | SX3190B | 190W Polycrystalline Module, MC3, U Frame, Black/Black | N | 166
218 | BP Solar | SX3190N | 190W Polycrystalline Module, MC3, U Frame | N | 166
219 | BP Solar | SX3190W | 190W Polycrystalline Module, MC3, U Frame, White/Black | N | 166
220 | BP Solar | SX3195B | 195W Polycrystalline Module, MC3, U Frame, Black/Black | N | 170.5
221 | BP Solar | SX3195N | 195W Polycrystalline Module, MC3, U Frame | N | 170.5
222 | BP Solar | SX3195W | 195W Polycrystalline Module, MC3, U Frame, White/Black | N | 170.5
223 | BP Solar | SX3200B | 200W Polycrystalline Module, MC3, U Frame, Black/Black | N | 175
224 | BP Solar | SX3200N | 200W Polycrystalline Module, MC3, U Frame | N | 175
225 | BP Solar | SX3200W | 200W Polycrystalline Module, MC3, U Frame, White/Black | N | 175
226 | BP Solar | BP3210N | 210W Polycrystalline Module, MC3, P Frame | N | 176.2
227 | BP Solar | BP3210T | 210W Polycrystalline Module, MC4, U Frame | N | 184.1
228 | BP Solar | BP3215B | 215W Polycrystalline Module, MC4, U Frame, Black/Black | N | 193.6
229 | BP Solar | BP3220N | 220W Polycrystalline Module, MC3, P Frame | N | 193.1
230 | BP Solar | BP3220T | 220W Polycrystalline Module, MC4, U Frame | N | 193.1
231 | BP Solar | BP3225N | 225W Polycrystalline Module, MC4, U Frame | N | 197.7
232 | BP Solar | BP3225T | 225W Polycrystalline Module, MC4, U Frame | N | 197.7
233 | BP Solar | BP3230N | 230W Polycrystalline Module, MC3, P Frame | N | 202.2
234 | BP Solar | BP3230T | 230W Polycrystalline Module, MC4, U Frame | N | 202.2
235 | BP Solar | BP3237T | 237W Polycrystalline Module, MC4, U Frame | N | 208.5
236 | Brightwatts | BWI-72-P175 | 175W Monocrystalline Module | N | 159.4
237 | Brightwatts | BWI-60-M190 | 190W Polycrystalline Module | N | 168.1
238 | Brightwatts | BI-156-200W | 200W Polycrystalline Module | N | 180.2
239 | Brightwatts | BWI-60-M200 | 200W Polycrystalline Module | N | 177.1
240 | Brightwatts | BWI-60-M220 | 220W Polycrystalline Module | N | 201.6
241 | Brightwatts | BWI-96-M220 | 220W Monocrystalline Module | N | 200.1
242 | Brightwatts | BWI-60-M225 | 225W Polycrystalline Module | N | 206.3
243 | Brightwatts | BWI-96-M225 | 225W Monocrystalline Module | N | 204.8
244 | Brightwatts | BWI-60-M230 | 230W Polycrystalline Module | N | 211
245 | Brightwatts | BWI-96-M230 | 230W Monocrystalline Module | N | 209.4
246 | BYD (Huizhou) Battery | BYD 120P6-18 | 120W Polycrystalline Module | N | 106.1
247 | BYD (Huizhou) Battery | BYD 125P6-18 | 125W Polycrystalline Module | N | 110.6
248 | BYD (Huizhou) Battery | BYD 130P6-18 | 130W Polycrystalline Module | N | 115.1
249 | BYD (Huizhou) Battery | BYD 135P6-18 | 135W Polycrystalline Module | N | 119.7
250 | BYD (Huizhou) Battery | BYD 140P6-18 | 140W Polycrystalline Module | N | 124.2
251 | BYD (Huizhou) Battery | BYD 200P6-30 | 200W Polycrystalline Module | N | 176.9
252 | BYD (Huizhou) Battery | BYD 205P6-30 | 205W Polycrystalline Module | N | 181.4
253 | BYD (Huizhou) Battery | BYD 210P6-30 | 210W Polycrystalline Module | N | 185.9
254 | BYD (Huizhou) Battery | BYD 215P6-30 | 215W Polycrystalline Module | N | 190.5
255 | BYD (Huizhou) Battery | BYD 220P6-30 | 220W Polycrystalline Module | N | 195
256 | BYD (Huizhou) Battery | BYD 225P6-30 | 225W Polycrystalline Module | N | 199.6
257 | BYD (Huizhou) Battery | BYD 230P6-30 | 230W Polycrystalline Module | N | 204.2
258 | BYD (Huizhou) Battery | BYD 235P6-30 | 235W Polycrystalline Module | N | 208.7
259 | BYD (Huizhou) Battery | BYD 240P6-36 | 240W Polycrystalline Module | N | 212.3
260 | BYD (Huizhou) Battery | BYD 245P6-36 | 245W Polycrystalline Module | N | 216.8
261 | BYD (Huizhou) Battery | BYD 250P6-36 | 250W Polycrystalline Module | N | 221.3
262 | BYD (Huizhou) Battery | BYD 255P6-36 | 255W Polycrystalline Module | N | 225.9
263 | BYD (Huizhou) Battery | BYD 260P6-36 | 260W Polycrystalline Module | N | 230.4
264 | BYD (Huizhou) Battery | BYD 265P6-36 | 265W Polycrystalline Module | N | 235
265 | BYD (Huizhou) Battery | BYD 270P6-36 | 270W Polycrystalline Module | N | 239.5
266 | BYD (Huizhou) Battery | BYD 275P6-36 | 275W Polycrystalline Module | N | 244.1
267 | BYD (Huizhou) Battery | BYD 280P6-36 | 280W Polycrystalline Module | N | 248.7
268 | BYD (Huizhou) Battery | BYD 285P6-36 | 285W Polycrystalline Module | N | 253.3
269 | CA Solar | MS-150M | 150W Monocrystalline Module | N | 131.7
270 | CA Solar | MS-155M | 155W Monocrystalline Module | N | 136.2
271 | CA Solar | MS-160M | 160W Monocrystalline Module | N | 140.7
272 | CA Solar | MS-165M | 165W Monocrystalline Module | N | 145.2
273 | CA Solar | MS-170M | 170W Monocrystalline Module | N | 149.7
274 | CA Solar | MS-175M | 175W Monocrystalline Module | N | 154.2
275 | CA Solar | MS-180M | 180W Monocrystalline Module | N | 158.8
276 | Canadian Solar | CS5C-80M | 80W Monocrystalline Module | N | 72.7
277 | Canadian Solar | CS5C-90M | 90W Monocrystalline Module | N | 82
278 | Canadian Solar | CS5A-150M | 150W Monocrystalline Module | N | 136.2
279 | Canadian Solar | CS6A-150P | 150W Polycrystalline Module | N | 130.7
280 | Canadian Solar | CS6A-150PE | 150W Polycrystalline Module | N | 132.6
281 | Canadian Solar | CS6A-155P | 155W Polycrystalline Module | N | 135.1
282 | Canadian Solar | CS6A-155PE | 155W Polycrystalline Module | N | 137.1
283 | Canadian Solar | CS5A-160M | 160W Monocrystalline Module | N | 145.4
284 | Canadian Solar | CS5A-160MX | 160W Monocrystalline Module with ZEP | N | 144.5
285 | Canadian Solar | CS6A-160P | 160W Polycrystalline Module | N | 139.6
286 | Canadian Solar | CS6A-160PE | 160W Polycrystalline Module | N | 141.7
287 | Canadian Solar | CS6P-160PE | 160W Polycrystalline Module | N | 141
288 | Canadian Solar | CS5A-165M | 165W Monocrystalline Module | N | 150.1
289 | Canadian Solar | CS5A-165MX | 165W Monocrystalline Module with ZEP | N | 149.1
290 | Canadian Solar | CS6A-165P | 165W Polycrystalline Module | N | 144.1
291 | Canadian Solar | CS6P-165PE | 165W Polycrystalline Module | N | 145.5
292 | Canadian Solar | CS5A-170M | 170W Monocrystalline Module | N | 154.7
293 | Canadian Solar | CS5A-170MX | 170W Monocrystalline Module with ZEP | N | 153.8
294 | Canadian Solar | CS6A-170P | 170W Polycrystalline Module | N | 148.6
295 | Canadian Solar | CS6P-170PE | 170W Polycrystalline Module | N | 150
296 | Canadian Solar | CS5A-175M | 175W Monocrystalline Module | N | 159.4
297 | Canadian Solar | CS5A-175MX | 175W Monocrystalline Module with ZEP | N | 158.4
298 | Canadian Solar | CS6A-175P | 175W Polycrystalline Module | N | 153.1
299 | Canadian Solar | CS6P-175PE | 175W Polycrystalline Module | N | 154.5
300 | Canadian Solar | CS5A-180M | 180W Monocrystalline Module | N | 164
301 | Canadian Solar | CS5A-180MX | 180W Monocrystalline Module with ZEP | N | 163
302 | Canadian Solar | CS6A-180P | 180W Polycrystalline Module | N | 157.6
303 | Canadian Solar | CS6P-180P | 180W Polycrystalline Module | N | 156.7
304 | Canadian Solar | CS6P-180PE | 180W Polycrystalline Module | N | 159
305 | Canadian Solar | CS5A-185M | 185W Monocrystalline Module | N | 167.7
306 | Canadian Solar | CS5A-185MX | 185W Monocrystalline Module with ZEP | N | 167.7
307 | Canadian Solar | CS6A-185P | 185W Polycrystalline Module | N | 162.1
308 | Canadian Solar | CS6P-185P | 185W Polycrystalline Module | N | 159.5
309 | Canadian Solar | CS6P-185PE | 185W Polycrystalline Module | N | 163.5
310 | Canadian Solar | CS5A-190M | 190W Monocrystalline Module | N | 172.3
311 | Canadian Solar | CS5A-190MX | 190W Monocrystalline Module with ZEP | N | 172.3
312 | Canadian Solar | CS6A-190P | 190W Polycrystalline Module | N | 166.6
313 | Canadian Solar | CS6P-190P | 190W Polycrystalline Module | N | 163.9
314 | Canadian Solar | CS6P-190PE | 190W Polycrystalline Module | N | 168.1
315 | Canadian Solar | CS5A-195M | 195W Monocrystalline Module | N | 177
316 | Canadian Solar | CS5A-195MX | 195W Monocrystalline Module with ZEP | N | 177
317 | Canadian Solar | CS5P-195M | 195W Monocrystalline Module | N | 177
318 | Canadian Solar | CS6P-195P | 195W Polycrystalline Module | N | 168.4
319 | Canadian Solar | CS6P-195PE | 195W Polycrystalline Module | N | 172.6
320 | Canadian Solar | CS5P-200M | 200W Monocrystalline Module | N | 181.6
321 | Canadian Solar | CS6P-200P | 200W Polycrystalline Module | N | 183
322 | Canadian Solar | CS6P-200PE | 200W Polycrystalline Module | N | 177.1
323 | Canadian Solar | CS6P-200PX | 200W Polycrystalline Module with ZEP | N | 183
324 | Canadian Solar | CS5P-205M | 205W Monocrystalline Module | N | 186.2
325 | Canadian Solar | CS6P-205P | 205W Polycrystalline Module | N | 187.6
326 | Canadian Solar | CS6P-205PX | 205W Polycrystalline Module with ZEP | N | 187.6
327 | Canadian Solar | CS5P-210M | 210W Monocrystalline Module | N | 190.8
328 | Canadian Solar | CS6P-210P | 210W Polycrystalline Module | N | 192.3
329 | Canadian Solar | CS6P-210PX | 210W Polycrystalline Module with ZEP | N | 192.3
330 | Canadian Solar | CS5P-215M | 215W Monocrystalline Module | N | 195.5
331 | Canadian Solar | CS6P-215P | 215W Polycrystalline Module | N | 197
332 | Canadian Solar | CS6P-215PX | 215W Polycrystalline Module with ZEP | N | 197
333 | Canadian Solar | CS5P-220M | 220W Monocrystalline Module | N | 200.1
334 | Canadian Solar | CS6P-220P | 220W Polycrystalline Module | N | 201.6
335 | Canadian Solar | CS6P-220PX | 220W Polycrystalline Module with ZEP | N | 201.6
336 | Canadian Solar | CS5P-225M | 225W Monocrystalline Module | N | 204.8
337 | Canadian Solar | CS6P-225P | 225W Polycrystalline Module | N | 206.3
338 | Canadian Solar | CS6P-225PX | 225W Polycrystalline Module with ZEP | N | 206.3
339 | Canadian Solar | CS5P-230M | 230W Monocrystalline Module | N | 209.4
340 | Canadian Solar | CS6P-230P | 230W Polycrystalline Module | N | 211
341 | Canadian Solar | CS6P-230PX | 230W Polycrystalline Module with ZEP | N | 211
342 | Canadian Solar | CS5P-235M | 235W Monocrystalline Module | N | 214.1
343 | Canadian Solar | CS6P-235PX | 235W Polycrystalline Module with ZEP | N | 215.7
344 | Canadian Solar | CS5P-240M | 240W Monocrystalline Module | N | 218.7
345 | CEEG (Shanghai) Solar Science and Technology | SST160-72M | 160W Monocrystalline Module | N | 136.4
346 | CEEG (Shanghai) Solar Science and Technology | SST160-72M-Roof | 160W Monocrystalline Module | N | 136.4
347 | CEEG (Shanghai) Solar Science and Technology | SST165-72M | 165W Monocrystalline Module | N | 140.8
348 | CEEG (Shanghai) Solar Science and Technology | SST165-72M-Roof | 165W Monocrystalline Module | N | 140.8
349 | CEEG (Shanghai) Solar Science and Technology | SST170-72M | 170W Monocrystalline Module | N | 145.3
350 | CEEG (Shanghai) Solar Science and Technology | SST170-72M-Roof | 170W Monocrystalline Module | N | 145.3
351 | CEEG (Shanghai) Solar Science and Technology | SST175-72M | 175W Monocrystalline Module | N | 156.5
352 | CEEG (Shanghai) Solar Science and Technology | SST175-72M-Roof | 175W Monocrystalline Module | N | 156.5
353 | CEEG (Shanghai) Solar Science and Technology | SST180-72M | 180W Monocrystalline Module | N | 161
354 | CEEG (Shanghai) Solar Science and Technology | SST180-72M-Roof | 180W Monocrystalline Module | N | 161
355 | CEEG (Shanghai) Solar Science and Technology | SST185-72M | 185W Monocrystalline Module | N | 165.6
356 | CEEG (Shanghai) Solar Science and Technology | SST185-72M-Roof | 185W Monocrystalline Module | N | 165.6
357 | CEEG (Shanghai) Solar Science and Technology | SST190-72M | 190W Monocrystalline Module | N | 167.4
358 | CEEG (Shanghai) Solar Science and Technology | SST190-72M-Roof | 190W Monocrystalline Module | N | 167.4
359 | CEEG (Shanghai) Solar Science and Technology | SST220-60M | 220W Monocrystalline Module | N | 198.8
360 | CEEG (Shanghai) Solar Science and Technology | SST220-60P | 220W Polycrystalline Module | N | 195.5
361 | CEEG (Shanghai) Solar Science and Technology | SST225-60M | 225W Monocrystalline Module | N | 203.4
362 | CEEG (Shanghai) Solar Science and Technology | SST225-60P | 225W Polycrystalline Module | N | 200.1
363 | CEEG (Shanghai) Solar Science and Technology | SST230-60M | 230W Monocrystalline Module | N | 208
364 | CEEG (Shanghai) Solar Science and Technology | SST230-60P | 230W Polycrystalline Module | N | 204.7
365 | CEEG (Shanghai) Solar Science and Technology | SST235-60M | 235W Monocrystalline Module | N | 212.6
366 | CEEG (Shanghai) Solar Science and Technology | SST235-60P | 235W Polycrystalline Module | N | 209.2
367 | CEEG (Shanghai) Solar Science and Technology | SST240-60M | 240W Monocrystalline Module | N | 217.3
368 | CEEG (Shanghai) Solar Science and Technology | SST240-60P | 240W Polycrystalline Module | N | 213.8
369 | CEEG (Shanghai) Solar Science and Technology | SST245-60M | 245W Monocrystalline Module | N | 221.9
370 | CEEG (Shanghai) Solar Science and Technology | SST250-60M | 250W Monocrystalline Module | N | 226.6
371 | CEEG (Shanghai) Solar Science and Technology | SST265-72M | 265W Monocrystalline Module | N | 239.5
372 | CEEG (Shanghai) Solar Science and Technology | SST270-72M | 270W Monocrystalline Module | N | 244.1
373 | CEEG (Shanghai) Solar Science and Technology | SST275-72M | 275W Monocrystalline Module | N | 248.7
374 | CEEG (Shanghai) Solar Science and Technology | SST275-72P | 275W Polycrystalline Module | N | 241.6
375 | CEEG (Shanghai) Solar Science and Technology | SST280-72M | 280W Monocrystalline Module | N | 253.4
376 | CEEG (Shanghai) Solar Science and Technology | SST280-72P | 280W Polycrystalline Module | N | 246.1
377 | CEEG (Shanghai) Solar Science and Technology | SST285-72M | 285W Monocrystalline Module | N | 258
378 | CEEG (Shanghai) Solar Science and Technology | SST285-72P | 285W Polycrystalline Module | N | 250.6
379 | CEEG (Shanghai) Solar Science and Technology | SST290-72M | 290W Monocrystalline Module | N | 253.5
380 | CEEG (Shanghai) Solar Science and Technology | SST290-72P | 290W Polycrystalline Module | N | 255.2
381 | CEEG (Shanghai) Solar Science and Technology | SST295-72M | 295W Monocrystalline Module | N | 258.1
382 | CEEG (Shanghai) Solar Science and Technology | SST300-72M | 300W Monocrystalline Module | N | 262.6
383 | Centennial Solar | CS200 | 200W Polycrystalline Module | N | 180.2
384 | Centrosolar America | E165 | 165W Monocrystalline Module | N | 146.5
385 | Centrosolar America | E170 | 170W Monocrystalline Module | N | 151.1
386 | Centrosolar America | E175 | 175W Monocrystalline Module | N | 155.7
387 | Centrosolar America | E180 | 180W Monocrystalline Module | N | 157.7
388 | Centrosolar America | E185 | 185W Monocrystalline Module | N | 162.2
389 | Centrosolar America | E195 | 195W Polycrystalline Module | N | 172.4
390 | Centrosolar America | D200 | 200W Polycrystalline Module | N | 183
391 | Centrosolar America | E200 | 200W Polycrystalline Module | N | 176.9
392 | Centrosolar America | E205 | 205W Polycrystalline Module | N | 181.5
393 | Centrosolar America | D210 | 210W Polycrystalline Module | N | 192.3
394 | Centrosolar America | E210 | 210W Polycrystalline Module | N | 186.1
395 | Centrosolar America | D220 | 220W Polycrystalline Module | N | 201.6
396 | Centrosolar America | E220 | 220W Polycrystalline Module | N | 198.2
397 | Centrosolar America | E220B | 220W Polycrystalline Module, Black Frame | N | 198.2
398 | Centrosolar America | E225 | 225W Polycrystalline Module | N | 202.8
399 | Centrosolar America | E225B | 225W Polycrystalline Module, Black Frame | N | 202.8
400 | Centrosolar America | K225 | 225W Polycrystalline Module | N | 191.4
401 | Centrosolar America | K225B | 225W Monocrystalline Module | N | 188.9
402 | Centrosolar America | D230 | 230W Polycrystalline Module | N | 211
403 | Centrosolar America | E230 | 230W Polycrystalline Module | N | 207.5
404 | Centrosolar America | E230B | 230W Polycrystalline Module, Black Frame | N | 207.5
405 | Centrosolar America | K230 | 230W Polycrystalline Module | N | 195.8
406 | Centrosolar America | K230B | 230W Monocrystalline Module | N | 193.3
407 | Centrosolar America | K235 | 235W Polycrystalline Module | N | 200.3
408 | Centrosolar America | K235B | 235W Monocrystalline Module | N | 197.7
409 | Centrosolar America | E260 | 260W Polycrystalline Module | N | 231.2
410 | Centrosolar America | E265 | 265W Polycrystalline Module | N | 235.8
411 | Centrosolar America | E265B | 265W Polycrystalline Module, Black Frame | N | 235.8
412 | Centrosolar America | E270 | 270W Polycrystalline Module | N | 237.2
413 | Centrosolar America | E270B | 270W Polycrystalline Module, Black Frame | N | 237.2
414 | Centrosolar America | E275 | 275W Polycrystalline Module | N | 241.7
415 | Centrosolar America | E275B | 275W Polycrystalline Module, Black Frame | N | 241.7
416 | Changzhou Eging Photovoltaic Technology | EGM-150 | 150W Monocrystalline Module | N | 134.6
417 | Changzhou Eging Photovoltaic Technology | EGM-155 | 155W Monocrystalline Module | N | 139.2
418 | Changzhou Eging Photovoltaic Technology | EGM-160 | 160W Monocrystalline Module | N | 143.8
419 | Changzhou Eging Photovoltaic Technology | EGM-165 | 165W Monocrystalline Module | N | 148.4
420 | Changzhou Eging Photovoltaic Technology | EGM-170 | 170W Monocrystalline Module | N | 153
421 | Changzhou Eging Photovoltaic Technology | EGM-175 | 175W Monocrystalline Module | N | 157.6
422 | Changzhou Eging Photovoltaic Technology | EGM-180 | 180W Monocrystalline Module | N | 162.2
423 | Changzhou Nesl Solartech | DJ-165D | 165W Monocrystalline Module | N | 147.3
424 | Changzhou Nesl Solartech | DJ-170D | 170W Monocrystalline Module | N | 151.8
425 | Changzhou Nesl Solartech | DJ-175D | 175W Monocrystalline Module | N | 156.4
426 | Changzhou Nesl Solartech | DJ-180D | 180W Monocrystalline Module | N | 161
427 | Changzhou Nesl Solartech | DJ-200P | 200W Polycrystalline Module | N | 175.9
428 | Changzhou Nesl Solartech | DJ-210P | 210W Polycrystalline Module | N | 184.9
429 | Changzhou Nesl Solartech | DJ-220P | 220W Polycrystalline Module | N | 194
430 | Changzhou Nesl Solartech | DJ-230P | 230W Polycrystalline Module | N | 203.1
431 | Changzhou Nesl Solartech | DJ-240P | 240W Polycrystalline Module | N | 211.7
432 | Changzhou Nesl Solartech | DJ-250P | 250W Polycrystalline Module | N | 220.7
433 | Changzhou Nesl Solartech | DJ-260P | 260W Polycrystalline Module | N | 229
434 | Chi Mei Energy | CSSU-100A | 100W Thin Film a-Si Module | N | 93.7
435 | Chi Mei Energy | CSSU-100B | 100W Thin Film a-Si Module | N | 93.7
436 | China Sunergy | CSUN 290M-160 | 160W Monocrystalline Module | N | 136.4
437 | China Sunergy | CSUN160D-24/D | 160W Monocrystalline Module | N | 136.4
438 | China Sunergy | CSUN 290M-165 | 165W Monocrystalline Module | N | 140.8
439 | China Sunergy | CSUN165D-24/D | 165W Monocrystalline Module | N | 140.8
440 | China Sunergy | CSUN 290M-170 | 170W Monocrystalline Module | N | 145.3
441 | China Sunergy | CSUN170D-24/D | 170W Monocrystalline Module | N | 145.3
442 | China Sunergy | CSUN 290M-175 | 175W Monocrystalline Module | N | 156.5
443 | China Sunergy | CSUN175D-24/D | 175W Monocrystalline Module | N | 156.5
444 | China Sunergy | CSUN 290M-180 | 180W Monocrystalline Module | N | 161
445 | China Sunergy | CSUN180D-24/D | 180W Monocrystalline Module | N | 161
446 | China Sunergy | CSUN 290M-185 | 185W Monocrystalline Module | N | 165.6
447 | China Sunergy | CSUN185D-24/D | 185W Monocrystalline Module | N | 165.6
448 | China Sunergy | CSUN190D-24D | 190W Monocrystalline Module | N | 166.1
449 | China Sunergy | CSUN 240M-220 | 220W Monocrystalline Module | N | 198.8
450 | China Sunergy | CSUN 240M-225 | 225W Monocrystalline Module | N | 203.4
451 | China Sunergy | CSUN 240M-230 | 230W Monocrystalline Module | N | 208
452 | China Sunergy | CSUN 240M-235 | 235W Monocrystalline Module | N | 212.6
453 | China Sunergy | CSUN 240M-240 | 240W Monocrystalline Module | N | 217.3
454 | China Sunergy | CSUN 240M-245 | 245W Monocrystalline Module | N | 221.9
455 | China Sunergy | CSUN 240M-250 | 250W Monocrystalline Module | N | 226.6
456 | China Sunergy | CSUN 290M-265 | 265W Monocrystalline Module | N | 239.5
457 | China Sunergy | CSUN 290M-270 | 270W Monocrystalline Module | N | 244.1
458 | China Sunergy | CSUN 290M-275 | 275W Monocrystalline Module | N | 248.7
459 | China Sunergy | CSUN 290M-280 | 280W Monocrystalline Module | N | 253.4
460 | China Sunergy | CSUN 290M-285 | 285W Monocrystalline Module | N | 258
461 | Chinalight Haoyu Photovoltaic Technology (Beijing) | CLS165P | 165W Polycrystalline Module | N | 146
462 | Chinalight Haoyu Photovoltaic Technology (Beijing) | CLS170P | 170W Polycrystalline Module | N | 150.5
463 | Chinalight Haoyu Photovoltaic Technology (Beijing) | CLS175P | 175W Polycrystalline Module | N | 155.1
464 | Chinalight Haoyu Photovoltaic Technology (Beijing) | CLS180P | 180W Polycrystalline Module | N | 159.6
465 | Chinalight Haoyu Photovoltaic Technology (Beijing) | CLS185P | 185W Polycrystalline Module | N | 164.2
466 | Chinalight Haoyu Photovoltaic Technology (Beijing) | CLS190P | 190W Polycrystalline Module | N | 168.8
467 | Chinalight Haoyu Photovoltaic Technology (Beijing) | CLS215P | 215W Polycrystalline Module | N | 190.5
468 | Chinalight Haoyu Photovoltaic Technology (Beijing) | CLS220P | 220W Polycrystalline Module | N | 195
469 | Chinalight Haoyu Photovoltaic Technology (Beijing) | CLS225P | 225W Polycrystalline Module | N | 199.6
470 | Chinalight Haoyu Photovoltaic Technology (Beijing) | CLS230P | 230W Polycrystalline Module | N | 204.2
471 | Chinalight Haoyu Photovoltaic Technology (Beijing) | CLS235P | 235W Polycrystalline Module | N | 208.7
472 | Chint Solar (Zhejiang) | CHSM5001T-105 | 105W Thin Film Module | N | 96.1
473 | Chint Solar (Zhejiang) | CHSM5001T-110 | 110W Thin Film Module | N | 100.7
474 | Chint Solar (Zhejiang) | CHSM5001T-115 | 115W Thin Film Module | N | 105.3
475 | Chint Solar (Zhejiang) | CHSM5612M-175 | 175W Monocrystalline Module | N | 153.8
476 | Chint Solar (Zhejiang) | CHSM6610P-215 | 215W Polycrystalline Module | N | 194.8
477 | Chint Solar (Zhejiang) | CHSM6610M-220 | 220W Monocrystalline Module | N | 195.3
478 | Chint Solar (Zhejiang) | CHSM6610P-220 | 220W Polycrystalline Module | N | 199.5
479 | Chint Solar (Zhejiang) | CHSM6610M-225 | 225W Monocrystalline Module | N | 199.9
480 | Chint Solar (Zhejiang) | CHSM6610P-225 | 225W Polycrystalline Module | N | 204.1
481 | Chint Solar (Zhejiang) | CHSM6610M-230 | 230W Monocrystalline Module | N | 204.4
482 | Chint Solar (Zhejiang) | CHSM6610P-230 | 230W Polycrystalline Module | N | 208.8
483 | Chint Solar (Zhejiang) | CHSM6610P-235 | 235W Polycrystalline Module | N | 213.4
484 | Clean Source & Energy | CSE115M-1 | 115W Monocrystalline Module | N | 103.2
485 | Clean Source & Energy | CSE120M-1 | 120W Monocrystalline Module | N | 107.8
486 | Clean Source & Energy | CSE125M-1 | 125W Monocrystalline Module | N | 112.4
487 | Clean Source & Energy | CSE150M-2 | 150W Monocrystalline Module | N | 132
488 | Clean Source & Energy | CSE155M-2 | 155W Monocrystalline Module | N | 136.5
489 | Clean Source & Energy | CSE160M-1 | 160W Monocrystalline Module | N | 143.5
490 | Clean Source & Energy | CSE160M-2 | 160W Monocrystalline Module | N | 141
491 | Clean Source & Energy | CSE165M-1 | 165W Monocrystalline Module | N | 148
492 | Clean Source & Energy | CSE165M-2 | 165W Monocrystalline Module | N | 145.5
493 | Clean Source & Energy | CSE170M-1 | 170W Monocrystalline Module | N | 152.6
494 | Clean Source & Energy | CSE170M-2 | 170W Monocrystalline Module | N | 150.1
495 | Clean Source & Energy | CSE175M-1 | 175W Monocrystalline Module | N | 156.1
496 | Clean Source & Energy | CSE175M-2 | 175W Monocrystalline Module | N | 154.6
497 | Clean Source & Energy | CSE180M-1 | 180W Monocrystalline Module | N | 160.7
498 | Clean Source & Energy | CSE180M-2 | 180W Monocrystalline Module | N | 159.2
499 | Clean Source & Energy | CSE180M-3 | 180W Monocrystalline Module | N | 163.4
500 | Clean Source & Energy | CSE185M-1 | 185W Monocrystalline Module | N | 165.3
501 | Clean Source & Energy | CSE185M-2 | 185W Monocrystalline Module | N | 163.7
502 | Clean Source & Energy | CSE190P-3 | 190W Polycrystalline Module | N | 170.5
503 | Clean Source & Energy | CSE195P-3 | 195W Polycrystalline Module | N | 175.1
504 | Clean Source & Energy | CSE200M-2 | 200W Monocrystalline Module | N | 174.7
505 | Clean Source & Energy | CSE200P-1 | 200W Polycrystalline Module | N | 179.8
506 | Clean Source & Energy | CSE200P-3 | 200W Polycrystalline Module | N | 179.7
507 | Clean Source & Energy | CSE205M-2 | 205W Monocrystalline Module | N | 179.2
508 | Clean Source & Energy | CSE205P-1 | 205W Polycrystalline Module | N | 184.4
509 | Clean Source & Energy | CSE205P-3 | 205W Polycrystalline Module | N | 184.3
510 | Clean Source & Energy | CSE210M-2 | 210W Monocrystalline Module | N | 183.7
511 | Clean Source & Energy | CSE210P-1 | 210W Polycrystalline Module | N | 189
512 | Clean Source & Energy | CSE215M-2 | 215W Monocrystalline Module | N | 188.2
513 | Clean Source & Energy | CSE215P-1 | 215W Polycrystalline Module | N | 193.6
514 | Clean Source & Energy | CSE220M-2 | 220W Monocrystalline Module | N | 192.7
515 | Clean Source & Energy | CSE220P-1 | 220W Polycrystalline Module | N | 198.2
516 | Clean Source & Energy | CSE220P-3 | 220W Polycrystalline Module | N | 198.5
517 | Clean Source & Energy | CSE225M-2 | 225W Monocrystalline Module | N | 197.3
518 | Clean Source & Energy | CSE225P-3 | 225W Polycrystalline Module | N | 203.1
519 | Clean Source & Energy | CSE230M-2 | 230W Monocrystalline Module | N | 201.8
520 | Clean Source & Energy | CSE230P-3 | 230W Polycrystalline Module | N | 207.7
521 | Clean Source & Energy | CSE235M-2 | 235W Monocrystalline Module | N | 206.3
522 | Clean Source & Energy | CSE240M-2 | 240W Monocrystalline Module | N | 210.8
523 | Clean Source & Energy | CSE250P-3 | 250W Polycrystalline Module | N | 224.3
524 | Clean Source & Energy | CSE255P-3 | 255W Polycrystalline Module | N | 228.9
525 | Clean Source & Energy | CSE270P-3 | 270W Polycrystalline Module | N | 242.7
526 | Clean Source & Energy | CSE275P-3 | 275W Polycrystalline Module | N | 247.3
527 | Clean Source & Energy | CSE280P-3 | 280W Polycrystalline Module | N | 252
528 | Conergy | Conergy Black 170M | 170W Monocrystalline Module, Black Backsheet | N | 153.3
529 | Conergy | Conergy P 170M | 170W Monocrystalline Module | N | 151.8
530 | Conergy | Conergy Black 175M | 175W Monocrystalline Module, Black Backsheet | N | 158
531 | Conergy | Conergy P 175M | 175W Monocrystalline Module | N | 156.4
532 | Conergy | Conergy Black 180M | 180W Monocrystalline Module, Black Backsheet | N | 162.6
533 | Conergy | Conergy P 180M | 180W Monocrystalline Module | N | 161
534 | Conergy | Conergy Black 185M | 185W Monocrystalline Module, Black Backsheet | N | 167.2
535 | Conergy | Conergy P 185M | 185W Monocrystalline Module | N | 165.6
536 | Conergy | Conergy P 190P | 190W Polycrystalline Module | N | 168.6
537 | Conergy | Conergy P 195P | 195W Polycrystalline Module | N | 173.1
538 | Conergy | Conergy P 200P | 200W Polycrystalline Module | N | 177.7
539 | Conergy | Conergy P 205P | 205W Polycrystalline Module | N | 182.3
540 | Conergy | Conergy Black 210PA | 210W Polycrystalline Module | N | 188
541 | Conergy | Conergy P 210P | 210W Polycrystalline Module | N | 186.8
542 | Conergy | Conergy P 210PA | 210W Polycrystalline Module | N | 189.2
543 | Conergy | Conergy Black 215PA | 215W Polycrystalline Module | N | 192.6
544 | Conergy | Conergy P 215PA | 215W Polycrystalline Module | N | 193.8
545 | Conergy | Conergy Black 220PA | 220W Polycrystalline Module | N | 197.2
546 | Conergy | Conergy P 220PA | 220W Polycrystalline Module | N | 198.4
547 | Conergy | Conergy Black 225PA | 225W Polycrystalline Module | N | 201.8
548 | Conergy | Conergy P 225PA | 225W Polycrystalline Module | N | 203
549 | Conergy | Conergy Black 230PA | 230W Polycrystalline Module | N | 206.4
550 | Conergy | Conergy P 230PA | 230W Polycrystalline Module | N | 207.6
551 | Conergy | Conergy Black 235PA | 235W Polycrystalline Module | N | 211
552 | Conergy | Conergy P 235PA | 235W Polycrystalline Module | N | 212.2
553 | Conergy Solarmodule | PowerPlus 215P | 215W Polycrystalline Module | N | 195.8
554 | Conergy Solarmodule | PowerPlus 220P | 220W Polycrystalline Module | N | 200.5
555 | Conergy Solarmodule | PowerPlus 225P | 225W Polycrystalline Module | N | 205.2
556 | Cosmos Energy | SL195-18 | 195W Polycrystalline Module | N | 169.3
557 | Cosmos Energy | SL200-18 | 200W Polycrystalline Module | N | 173.8
558 | Cosmos Energy | SL205-18 | 205W Polycrystalline Module | N | 178.3
559 | Cosmos Energy | SL220-20 | 220W Polycrystalline Module | N | 189.8
560 | Cosmos Energy | SL225-20 | 225W Polycrystalline Module | N | 194.2
561 | Cosmos Energy | SL230-20 | 230W Polycrystalline Module | N | 198.7
562 | CSG PVTech | CSG160M2-24 | 160W Polycrystalline Module | N | 143.4
563 | CSG PVTech | CSG165M2-24 | 165W Polycrystalline Module | N | 148
564 | CSG PVTech | CSG170M2-24 | 170W Polycrystalline Module | N | 152.6
565 | CSG PVTech | CSG175M2-24 | 175W Polycrystalline Module | N | 157.2
566 | CSG PVTech | CSG175S1-36 | 175W Monocrystalline Module | N | 158.7
567 | CSG PVTech | CSG180M2-24 | 180W Polycrystalline Module | N | 161.8
568 | CSG PVTech | CSG180S1-36 | 180W Monocrystalline Module | N | 163.4
569 | CSG PVTech | CSG190M2-27 | 190W Polycrystalline Module | N | 170.5
570 | CSG PVTech | CSG195M2-27 | 195W Polycrystalline Module | N | 175.1
571 | CSG PVTech | CSG200M2-27 | 200W Polycrystalline Module | N | 179.7
572 | CSG PVTech | CSG205M2-27 | 205W Polycrystalline Module | N | 184.3
573 | CSG PVTech | CSG220M2-30 | 220W Polycrystalline Module | N | 198.5
574 | CSG PVTech | CSG225M2-30 | 225W Polycrystalline Module | N | 203.1
575 | CSG PVTech | CSG230M2-30 | 230W Polycrystalline Module | N | 207.7
576 | CSG PVTech | CSG250M2-35 | 250W Polycrystalline Module | N | 224.3
577 | CSG PVTech | CSG255M2-35 | 255W Polycrystalline Module | N | 228.9
578 | CSG PVTech | CSG260M2-35 | 260W Polycrystalline Module | N | 233.5
579 | CSG PVTech | CSG265M2-35 | 265W Polycrystalline Module | N | 238.1
580 | CSG PVTech | CSG270M2-36 | 270W Polycrystalline Module | N | 242.7
581 | CSG PVTech | CSG275M2-36 | 275W Polycrystalline Module | N | 247.3
582 | CSG PVTech | CSG280M2-36 | 280W Polycrystalline Module | N | 252
583 | CSUN | SST220-60P | 220W Polycrystalline Module | N | 195.5
584 | CSUN | SST225-60P | 225W Polycrystalline Module | N | 200.1
585 | CSUN | SST230-60P | 230W Polycrystalline Module | N | 204.7
586 | CSUN | SST235-60P | 235W Polycrystalline Module | N | 209.2
587 | CSUN | SST240-60P | 240W Polycrystalline Module | N | 213.8
588 | CSUN | SST275-72P | 275W Polycrystalline Module | N | 241.6
589 | CSUN | SST280-72P | 280W Polycrystalline Module | N | 246.1
590 | CSUN | SST285-72P | 285W Polycrystalline Module | N | 250.6
591 | CSUN | SST290-72M | 290W Monocrystalline Module | N | 253.5
592 | CSUN | SST290-72P | 290W Polycrystalline Module | N | 255.2
593 | CSUN | SST295-72M | 295W Monocrystalline Module | N | 258.1
594 | CSUN | SST300-72M | 300W Monocrystalline Module | N | 262.6
595 | Cuantum Solar | SUNPORT 275P | 275W Polycrystalline Module | N | 248.5
596 | Day4 Energy | Day448MC 155 | 155W Polycrystalline Module, Day4 Electrode Technology, Framed | N | 138.7
597 | Day4 Energy | Day448MC 160 | 160W Polycrystalline Module, Day4 Electrode Technology, Framed | N | 143.3
598 | Day4 Energy | Day448MC 165 | 165W Polycrystalline Module, Day4 Electrode Technology, Framed | N | 147.9
599 | Day4 Energy | Day448MC 170 | 170W Polycrystalline Module, Day4 Electrode Technology, Framed | N | 152.5
600 | Day4 Energy | Day448MC 175 | 175W Polycrystalline Module, Day4 Electrode Technology, Framed | N | 157.1
601 | Day4 Energy | Day448MC 180 | 180W Polycrystalline Module, Day4 Electrode Technology, Framed | N | 161.7
602 | Day4 Energy | Day448MC 185 | 185W Polycrystalline Module, Day4 Electrode Technology, Framed | N | 166.3
603 | Day4 Energy | Day448MC 190 | 190W Polycrystalline Module, Day4 Electrode Technology, Framed | N | 170.9
604 | DelSolar | D6P175A2E | 175W Polycrystalline Module | N | 156
605 | DelSolar | D6P180A2E | 180W Polycrystalline Module | N | 160.6
606 | DelSolar | D6P185A2E | 185W Polycrystalline Module | N | 165.2
607 | DelSolar | D6P210A3E | 210W Polycrystalline Module | N | 187.1
608 | DelSolar | D6P215A3E | 215W Polycrystalline Module | N | 191.6
609 | DelSolar | D6P220A3E | 220W Polycrystalline Module | N | 196.2
610 | DelSolar | D6P225A3E | 225W Polycrystalline Module | N | 200.8
611 | DelSolar | D6P230A3E | 230W Polycrystalline Module | N | 205.4
612 | DelSolar | D6P235A3E | 235W Polycrystalline Module | N | 210
613 | DelSolar | D6P240A3E | 240W Polycrystalline Module | N | 214.6
614 | DelSolar | D6P265A4E | 265W Polycrystalline Module | N | 236.3
615 | DelSolar | D6P270A4E | 270W Polycrystalline Module | N | 240.9
616 | DelSolar | D6P275A4E | 275W Polycrystalline Module | N | 245.5
617 | DelSolar | D6P280A4E | 280W Polycrystalline Module | N | 250.1
618 | DelSolar | D6P285A4E | 285W Polycrystalilne Module | N | 254.7
619 | Dmsolar | DM160M2-24 | 160W Polycrystalline Module | N | 143.4
620 | Dmsolar | DM-M160 | 160W Monocrystalline Module | N | 145.4
621 | Dmsolar | DM165M2-24 | 165W Polycrystalline Module | N | 148
622 | Dmsolar | DM170M2-24 | 170W Polycrystalline Module | N | 152.6
623 | Dmsolar | DM-M170 | 170W Monocrystalline Module | N | 154.7
624 | Dmsolar | DM175M2-24 | 175W Polycrystalline Module | N | 157.2
625 | Dmsolar | DM175S1-36 | 175W Monocrystalline Module | N | 158.7
626 | Dmsolar | DM180M2-24 | 180W Polycrystalline Module | N | 161.8
627 | Dmsolar | DM180S1-36 | 180W Monocrystalline Module | N | 163.4
628 | Dmsolar | DM-M180 | 180W Monocrystalline Module | N | 164
629 | Dmsolar | DM190M2-27 | 190W Polycrystalline Module | N | 170.5
630 | Dmsolar | DM195M2-27 | 195W Polycrystalline Module | N | 175.1
631 | Dmsolar | DM200M2-27 | 200W Polycrystalline Module | N | 179.7
632 | Dmsolar | DM-P200 | 200W Polycrystalline Module | N | 183
633 | Dmsolar | DM205M2-27 | 205W Polycrystalline Module | N | 184.3
634 | Dmsolar | DM-P210 | 210W Polycrystalline Module | N | 192.3
635 | Dmsolar | DM220M2-30 | 220W Polycrystalline Module | N | 198.5
636 | Dmsolar | DM-M220 | 220W Monocrystalline Module | N | 200.1
637 | Dmsolar | DM-P220 | 220W Polycrystalline Module | N | 201.6
638 | Dmsolar | DM225M2-30 | 225W Polycrystalline Module | N | 203.1
639 | Dmsolar | DM230M2-30 | 230W Polycrystalline Module | N | 207.7
640 | Dmsolar | DM-M230 | 230W Monocrystalline Module | N | 209.4
641 | Dmsolar | DM-P230 | 230W Polycrystalline Module | N | 211
642 | Dmsolar | DM-M240 | 240W Monocrystalline Module | N | 218.7
643 | Dmsolar | DM250M2-35 | 250W Polycrystalline Module | N | 224.3
644 | Dmsolar | DM255M2-35 | 255W Polycrystalline Module | N | 228.9
645 | Dmsolar | DM260M2-35 | 260W Polycrystalline Module | N | 233.5
646 | Dmsolar | DM265M2-35 | 265W Polycrystalline Module | N | 238.1
647 | Dmsolar | DM270M2-36 | 270W Polycrystalline Module | N | 242.7
648 | Dmsolar | DM275M2-36 | 275W Polycrystalline Module | N | 247.3
649 | Dmsolar | DM280M2-36 | 280W Polycrystalline Module | N | 252
650 | Du Pont Apollo | DA095-A2 | 95W a-Si Thin Film Module | N | 86.3
651 | Du Pont Apollo | DA095-A6 | 95W a-Si Thin Film Module | N | 89.5
652 | Du Pont Apollo | DA100-A2 | 100W a-Si Thin Film Module | N | 90.9
653 | Du Pont Apollo | DA100-A6 | 100W a-Si Thin Film Module | N | 94.2
654 | Du Pont Apollo | DA102-A6 | 102W a-Si Thin Film Module | N | 96.1
655 | Du Pont Apollo | DA105-A2 | 105W a-Si Thin Film Module | N | 95.5
656 | Du Pont Apollo | DA105-A6 | 105W a-Si Thin Film Module | N | 98.9
657 | Ecosolargy | TWES-(155)72M | 155W Monocrystalline Module | N | 135.1
658 | Ecosolargy | TWES-(160)72M | 160W Monocrystalline Module | N | 139.5
659 | Ecosolargy | SDM-170/(165)-72M | 165W Monocrystalline Module | N | 145.3
660 | Ecosolargy | TWES-(165)72M | 165W Monocrystalline Module | N | 144
661 | Ecosolargy | SDM-170/(170)-72M | 170W Monocrystalline Module | N | 149.8
662 | Ecosolargy | TWES-(170)72M | 170W Monocrystalline Module | N | 148.5
663 | Ecosolargy | SDM-170/(175)-72M | 175W Monocrystalline Module | N | 154.3
664 | Ecosolargy | TWES-(175)72M | 175W Monocrystalline Module | N | 153
665 | Ecosolargy | SDM-170/(180)-72M | 180W Monocrystalline Module | N | 158.9
666 | Ecosolargy | TWES-(180)72M | 180W Monocrystalline Module | N | 157.5
667 | Ecosolargy | SDM-170/(185)-72M | 185W Monocrystalline Module | N | 163.4
668 | Ecosolargy | TWES-(200)60P | 200W Polycrystalline Module | N | 173.4
669 | Ecosolargy | TWES-(205)60P | 205W Polycrystalline Module | N | 177.9
670 | Ecosolargy | TWES-(210)60P | 210W Polycrystalline Module | N | 182.4
671 | Ecosolargy | TWES-(215)60P | 215W Polycrystalline Module | N | 186.8
672 | Ecosolargy | TWES-(220)60P | 220W Polycrystalline Module | N | 191.3
673 | Ecosolargy | TWES-(225)60P | 225W Polycrystalline Module | N | 195.8
674 | Ecosolargy | TWES-(230)60P | 230W Polycrystalline Module | N | 200.3
675 | Ecosolargy | TWES-(235)60P | 235W Polycrystalline Module | N | 204.8
676 | ENN Solar Energy | EST-110 | 110W Thin Film Tandem Junction Module | N | 100.9
677 | ENN Solar Energy | EST-115A | 114W Thin Film Tandem Junction Module | N | 104.6
678 | ENN Solar Energy | EST-115 | 115W Thin Film Tandem Junction Module | N | 105.5
679 | ENN Solar Energy | EST-120 | 120W Thin Film Tandem Junction Module | N | 110.1
680 | ENN Solar Energy | EST-220H | 220W Thin Film Tandem Junction Module | N | 201.7
681 | ENN Solar Energy | EST-220V | 220W Thin Film Tandem Junction Module | N | 201.7
682 | ENN Solar Energy | EST-228HA | 229W Thin Film Tandem Junction Module | N | 210.1
683 | ENN Solar Energy | EST-228VA | 229W Thin Film Tandem Junction Module | N | 210.1
684 | ENN Solar Energy | EST-230H | 230W Thin Film Tandem Junction Module | N | 211
685 | ENN Solar Energy | EST-230V | 230W Thin Film Tandem Junction Module | N | 211
686 | ENN Solar Energy | EST-240H | 240W Thin Film Tandem Junction Module | N | 220.3
687 | ENN Solar Energy | EST-240V | 240W Thin Film Tandem Junction Module | N | 220.3
688 | ENN Solar Energy | EST-440 | 440W Thin Film Tandem Junction Module | N | 403.5
689 | ENN Solar Energy | EST-460 | 458W Thin Film Tandem Junction Module | N | 420.2
690 | ENN Solar Energy | EST-460A | 458W Thin Film Tandem Junction Module | N | 420.2
691 | ENN Solar Energy | EST-480 | 480W Thin Film Tandem Junction Module | N | 440.6
692 | Enp Sonne Solar Technikk | ENP-M165MO | 165W Monocrystalline Module | N | 147.3
693 | Enp Sonne Solar Technikk | ENP-M170MO | 170W Monocrystalline Module | N | 151.8
694 | Enp Sonne Solar Technikk | ENP-M175MO | 175W Monocrystalline Module | N | 156.4
695 | Enp Sonne Solar Technikk | ENP-M180MO | 180W Monocrystalline Module | N | 161
696 | EPV SOLAR | EPV-40 | 40W Thin Film Dual Junction a-Si Module, Frameless | N | 38.2
697 | EPV SOLAR | EPV-42 | 42W Thin Film Dual Junction a-Si Module, Frameless | N | 40.1
698 | ET Solar Industry | ET-M572165 | 165W Monocrystalline Module | N | 146.5
699 | ET Solar Industry | ET-M572170 | 170W Monocrystalline Module | N | 151.1
700 | ET Solar Industry | ET-M572175 | 175W Monocrystalline Module | N | 155.7
701 | ET Solar Industry | ET-M572175B | 175W Monocrystalline Module, Black Frame, Black Backsheet | N | 155.1
702 | ET Solar Industry | ET-M572180 | 180W Monocrystalline Module | N | 157.7
703 | ET Solar Industry | ET-M572180B | 180W Monocrystalline Module, Black Frame, Black Backsheet | N | 159.6
704 | ET Solar Industry | ET-M572185 | 185W Monocrystalline Module | N | 162.2
705 | ET Solar Industry | ET-M572185B | 185W Monocrystalline Module, Black Frame, Black Backsheet | N | 164.2
706 | ET Solar Industry | ET-P654190 | 190W Polycrystalline Module | N | 167.9
707 | ET Solar Industry | ET-P654190B | 190W Polycrystalline Module, Black Frame | N | 167.9
708 | ET Solar Industry | ET-P654195 | 195W Polycrystalline Module | N | 172.4
709 | ET Solar Industry | ET-P654195B | 195W Polycrystalline Module, Black Frame | N | 172.4
710 | ET Solar Industry | ET-P654200 | 200W Polycrystalline Module | N | 176.9
711 | ET Solar Industry | ET-P654200B | 200W Polycrystalline Module, Black Frame | N | 176.9
712 | ET Solar Industry | ET-P654205 | 205W Polycrystalline Module | N | 181.5
713 | ET Solar Industry | ET-P654205B | 205W Polycrystalline Module, Black Frame | N | 181.5
714 | ET Solar Industry | ET-P654210 | 210W Polycrystalline Module | N | 186.1
715 | ET Solar Industry | ET-P654210B | 210W Polycrystalline Module, Black Frame | N | 186.1
716 | ET Solar Industry | ET-P660220 | 220W Polycrystalline Module | N | 198.2
717 | ET Solar Industry | ET-P660220B | 220W Polycrystalline Module, Black Frame | N | 198.2
718 | ET Solar Industry | ET-P660225 | 225W Polycrystalline Module | N | 202.8
719 | ET Solar Industry | ET-P660225B | 225W Polycrystalline Module, Black Frame | N | 202.8
720 | ET Solar Industry | ET-P660230 | 230W Polycrystalline Module | N | 207.5
721 | ET Solar Industry | ET-P660230B | 230W Polycrystalline Module, Black Frame | N | 207.5
722 | ET Solar Industry | ET-P660235 | 235W Polycrystalline Module | N | 212.1
723 | ET Solar Industry | ET-P660235B | 235W Polycrystalline Module, Black Frame | N | 212.1
724 | ET Solar Industry | ET-P672250 | 250W Polycrystalline Module | N | 222
725 | ET Solar Industry | ET-P672255 | 255W Polycrystalline Module | N | 226.6
726 | ET Solar Industry | ET-P672260 | 260W Polycrystalline Module | N | 231.2
727 | ET Solar Industry | ET-P672260B | 260W Polycrystalline Module, Black Frame | N | 231.2
728 | ET Solar Industry | ET-P672265 | 265W Polycrystalline Module | N | 235.8
729 | ET Solar Industry | ET-P672265B | 265W Polycrystalline Module, Black Frame | N | 235.8
730 | ET Solar Industry | ET-P672270 | 270W Polycrystalline Module | N | 237.2
731 | ET Solar Industry | ET-P672270B | 270W Polycrystalline Module, Black Frame | N | 237.2
732 | ET Solar Industry | ET-P672275 | 275W Polycrystalline Module | N | 241.7
733 | ET Solar Industry | ET-P672275B | 275W Polycrystalline Module, Black Frame | N | 241.7
734 | ET Solar Industry | ET-P672280 | 280W Polycrystalline Module | N | 246.3
735 | ET Solar Industry | ET-P672280B | 280W Polycrystalline Module, Black Frame | N | 246.3
736 | Evergreen Solar | ES-C-70-fa5 | 70W String Ribbon Module | N | 62.4
737 | Evergreen Solar | ES-C-75-fa5 | 75W String Ribbon Module | N | 66.9
738 | Evergreen Solar | ES-C-80-fa5 | 80W String Ribbon Module | N | 71.5
739 | Evergreen Solar | ES-C-110-fa2 | 110W String Ribbon Module | N | 96.6
740 | Evergreen Solar | ES-C-115-fa2 | 115W String Ribbon Module | N | 101.1
741 | Evergreen Solar | ES-C-115-fa4 | 115W String Ribbon Module | N | 102.2
742 | Evergreen Solar | ES-C-120-fa4 | 120W String Ribbon Module | N | 106.7
743 | Evergreen Solar | ES-170-RL | 170W Spruce Line Module, MC Connectors | N | 147.1
744 | Evergreen Solar | ES-170-SL | 170W Spruce Line Module, MC Connectors | N | 147.1
745 | Evergreen Solar | ES-B-170-fa1 | 170W Glass-EVA-Tedlar Construction, MC Connectors | N | 145.8
746 | Evergreen Solar | ES-B-170-fb1 | 170W Glass-EVA-Tedlar Construction, MC Connectors | N | 145.8
747 | Evergreen Solar | ES-180-RL | 180W Spruce Line Module, MC Connectors | N | 158.7
748 | Evergreen Solar | ES-180-SL | 180W Spruce Line Module, MC Connectors | N | 158.7
749 | Evergreen Solar | ES-180-VL | 180W Polycrystalline Module | N | 156.8
750 | Evergreen Solar | ES-B-180-fa1 | 180W Glass-EVA-Tedlar Construction, MC Connectors | N | 154.6
751 | Evergreen Solar | ES-B-180-fb1 | 180W Glass-EVA-Tedlar Construction, MC Connectors | N | 154.6
752 | Evergreen Solar | ES-190-RL | 190W Spruce Line Module, MC Connectors | N | 163.9
753 | Evergreen Solar | ES-190-SL | 190W Spruce Line Module, MC Connectors | N | 163.9
754 | Evergreen Solar | ES-A-190-fa2 | 190W String Ribbon Module | N | 171.7
755 | Evergreen Solar | ES-A-190-fa3 | 190W String Ribbon Module, Black Frame | N | 171.7
756 | Evergreen Solar | ES-B-190-fa1 | 190W Glass-EVA-Tedlar Construction, MC Connectors | N | 163.4
757 | Evergreen Solar | ES-B-190-fb1 | 190W Glass-EVA-Tedlar Construction, MC Connectors | N | 163.4
758 | Evergreen Solar | ES-195-RL | 195W Spruce Line Module, MC Connectors | N | 168.4
759 | Evergreen Solar | ES-195-SL | 195W Spruce Line Module, MC Connectors | N | 168.4
760 | Evergreen Solar | ES-195-VL | 195W Polycrystalline Module | N | 168.9
761 | Evergreen Solar | ES-A-195-fa2 | 195W String Ribbon Module | N | 176.1
762 | Evergreen Solar | ES-A-195-fa3 | 195W String Ribbon Module, Black Frame | N | 176.1
763 | Evergreen Solar | ES-B-195-fa1 | 195W Glass-EVA-Tedlar Construction, MC Connectors | N | 167.9
764 | Evergreen Solar | ES-B-195-fb1 | 195W Glass-EVA-Tedlar Construction, MC Connectors | N | 167.9
765 | Evergreen Solar | ES-200-RL | 200W Spruce Line Module, MC Connectors | N | 171.7
766 | Evergreen Solar | ES-200-SL | 200W Spruce Line Module, MC Connectors | N | 171.7
767 | Evergreen Solar | ES-A-200-fa2 | 200W String Ribbon Module | N | 180.7
768 | Evergreen Solar | ES-A-200-fa3 | 200W String Ribbon Module, Black Frame | N | 180.7
769 | Evergreen Solar | ES-B-200-fa1 | 200W Glass-EVA-Tedlar Construction, MC Connectors | N | 172.3
770 | Evergreen Solar | ES-B-200-fb1 | 200W Glass-EVA-Tedlar Construction, MC Connectors | N | 172.3
771 | Evergreen Solar | ES-A-205-fa2 | 205W String Ribbon Module | N | 185.4
772 | Evergreen Solar | ES-A-205-fa3 | 205W String Ribbon Module, Black Frame | N | 185.4
773 | Evergreen Solar | ES-A-210-fa2 | 210W String Ribbon Module | N | 190
774 | Evergreen Solar | ES-A-210-fa3 | 210W String Ribbon Module, Black Frame | N | 190
775 | Evergreen Solar | ES-E-210-fc3 | 210W Polycrystalline Module | N | 186.5
776 | Evergreen Solar | ES-A-215-fa2 | 215W Polycrystalline Module | N | 192.7
777 | Evergreen Solar | ES-A-215-fa3 | 215W Polycrystalline Module | N | 192.7
778 | Evergreen Solar | ES-E-215-fc3 | 215W Polycrystalline Module | N | 191.9
779 | Evergreen Solar | ES-E-220-fc3 | 220W Polycrystalline Module | N | 196.5
780 | Fire Energy | FE5A-160M | 160W Monocrystalline Module | N | 145.4
781 | Fire Energy | FE6A-160P | 160W Polycrystalline Module | N | 139.6
782 | Fire Energy | FE6A-160PE | 160W Polycrystalline Module | N | 141.7
783 | Fire Energy | FE5A-170M | 170W Monocrystalline Module | N | 154.7
784 | Fire Energy | FE6A-170P | 170W Polycrystalline Module | N | 148.6
785 | Fire Energy | FE6P-170PE | 170W Polycrystalline Module | N | 150
786 | Fire Energy | FE5A-180M | 180W Monocrystalline Module | N | 164
787 | Fire Energy | FE6A-180P | 180W Polycrystalline Module | N | 157.6
788 | Fire Energy | FE6P-180PE | 180W Polycrystalline Module | N | 159
789 | Fire Energy | FE5A-190M | 190W Monocrystalline Module | N | 172.3
790 | Fire Energy | FE6P-190PE | 190W Polycrystalline Module | N | 168.1
791 | Fire Energy | FE6P-200PE | 200W Polycrystalline Module | N | 177.1
792 | Fire Energy | FE6P-210P | 210W Polycrystalline Module | N | 192.3
793 | Fire Energy | FE5P-220M | 220W Monocrystalline Module | N | 200.1
794 | Fire Energy | FE6P-220P | 220W Polycrystalline Module | N | 201.6
795 | Fire Energy | FE5P-230M | 230W Monocrystalline Module | N | 209.4
796 | Fire Energy | FE6P-230P | 230W Polycrystalline Module | N | 211
797 | Fire Energy | FE5P-240M | 240W Monocrystalline Module | N | 218.7
798 | First Solar | FS-267 | 67.5W Thin Film CdTe Module | N | 64.8 | For use with First Solar mounting systems
799 | First Solar | FS-367 | 67.5W Thin Film CdTe Module | N | 61.9
800 | First Solar | FS-270 | 70W Thin Film CdTe Module | N | 67.2 | For use with First Solar mounting systems
801 | First Solar | FS-370 | 70W Thin Film CdTe Module | N | 64.2
802 | First Solar | FS-272 | 72.5W Thin Film CdTe Module | N | 69.6 | For use with First Solar mounting systems
803 | First Solar | FS-372 | 72.5W Thin Film CdTe Module | N | 68.2 | For use with First Solar mounting systems
804 | First Solar | FS-275 | 75W Thin Film CdTe Module | N | 72 | For use with First Solar mounting systems
805 | First Solar | FS-375 | 75W Thin Film CdTe Module | N | 70.6 | For use with First Solar mounting systems
806 | First Solar | FS-377 | 77W Thin Film CdTe Module | N | 70.8 | For use with First Solar mounting systems
807 | First Solar | FS-277 | 77.5W Thin Film CdTe Module | N | 74.5 | For use with First Solar mounting systems
808 | First Solar | FS-380 | 80W Thin Film CdTe Module | N | 73.6 | For use with First Solar mounting systems
809 | Fluitecnik | FTS210P | 210W Polycrystalline Module | N | 179.6
810 | Fluitecnik | FTS215P | 215W Polycrystalline Module | N | 184
811 | Fluitecnik | FTS220P | 220W Polycrystalline Module | N | 188.4
812 | Fluitecnik | FTS225P | 225W Polycrystalline Module | N | 190.9
813 | Fluitecnik | FTS230M | 230W Monocrystalline Module | N | 198.4
814 | Fluitecnik | FTS230P | 230W Polycrystalline Module | N | 195.3
815 | Fluitecnik | FTS235M | 235W Monocrystalline Module | N | 202.9
816 | Fluitecnik | FTS240M | 240W Monocrystalline Module | N | 207.4
817 | Fluitecnik | FTS245M | 245W Monocrystalline Module | N | 211.9
818 | Fluitecnik | FTS250P | 250W Polycrystalline Module | N | 216.6
819 | Fluitecnik | FTS260P | 260W Polycrystalline Module | N | 225.6
820 | Fluitecnik | FTS270P | 270W Polycrystalline Module | N | 229.7
821 | Fluitecnik | FTS280P | 280W Polycrystalline Module | N | 238.6
822 | Future Solar Energy | FSM572165 | 165W Monocrystalline Module | N | 146.5
823 | Future Solar Energy | FSM572170 | 170W Monocrystalline Module | N | 151.1
824 | Future Solar Energy | FSM572175 | 175W Monocrystalline Module | N | 155.7
825 | Future Solar Energy | FSM572180 | 180W Monocrystalline Module | N | 157.7
826 | Future Solar Energy | FSM572185 | 185W Monocrystalline Module | N | 162.2
827 | Future Solar Energy | FSP654195 | 195W Polycrystalline Module | N | 172.4
828 | Future Solar Energy | FSP654200 | 200W Polycrystalline Module | N | 176.9
829 | Future Solar Energy | FSP654205 | 205W Polycrystalline Module | N | 181.5
830 | Future Solar Energy | FSP654210 | 210W Polycrystalline Module | N | 186.1
831 | Future Solar Energy | FSP672260 | 260W Polycrystalline Module | N | 231.2
832 | Future Solar Energy | FSP672265 | 265W Polycrystalline Module | N | 235.8
833 | Future Solar Energy | FSP672270 | 270W Polycrystalline Module | N | 237.2
834 | Future Solar Energy | FSP672275 | 275W Polycrystalline Module | N | 241.7
835 | Future Solar Energy | FSP672280 | 280W Polycrystalline Module | N | 246.3
836 | GE Energy | GEPVp-066-G | 66W Polycrystalline Module | Y | 52.1
837 | GE Energy | GEPVp-200-M | 200W Polycrystalline Module | N | 173.1
838 | GE Energy | GEPVp-205-M | 205W Polycrystalline Module | N | 177.6
839 | GESOLAR | GES-M165 | 165W Monocrystalline Module | N | 147.3
840 | GESOLAR | GES-M170 | 170W Monocrystalline Module | N | 151.8
841 | GESOLAR | GES-M175 | 175W Monocrystalline Module | N | 156.4
842 | GESOLAR | GES-M180 | 180W Monocrystalline Module | N | 161
843 | GESOLAR | GES-P200 | 200W Polycrystalline Module | N | 175.9
844 | GESOLAR | GES-P210 | 210W Polycrystalline Module | N | 184.9
845 | GESOLAR | GES-P220 | 220W Polycrystalline Module | N | 194
846 | GESOLAR | GES-P230 | 230W Polycrystalline Module | N | 203.1
847 | GESOLAR | GES-P240 | 240W Polycrystalline Module | N | 211.7
848 | GESOLAR | GES-P250 | 250W Polycrystalline Module | N | 220.7
849 | GESOLAR | GES-P260 | 260W Polycrystalline Module | N | 229.8
850 | GESOLAR | GES-P270 | 270W Polycrystalline Module | N | 238.9
851 | GESOLAR | GES-P280 | 280W Polycrystalline Module | N | 248
852 | GlobalWatt | GWBC12095P | 95W Polycrystalline Module | N | 84.7
853 | GlobalWatt | GWBC12100P | 100W Polycrystalline Module | N | 89.3
854 | GlobalWatt | GWBC12105P | 105W Polycrystalline Module | N | 93.8
855 | GlobalWatt | GWBF12130P | 130W Polycrystalline Module | N | 114
856 | GlobalWatt | GWAF12135M | 135W Monocrystalline Module | N | 116.5
857 | GlobalWatt | GWBF12135P | 135W Polycrystalline Module | N | 118.6
858 | GlobalWatt | GWAF12140M | 140W Monocrystalline Module | N | 121
859 | GlobalWatt | GWBF12140P | 140W Polycrystalline Module | N | 123.1
860 | GlobalWatt | GWAF12145M | 145W Monocrystalline Module | N | 125.5
861 | GlobalWatt | GWBF12175P | 175W Polycrystalline Module | N | 155.5
862 | GlobalWatt | GWAF12180M | 180W Monocrystalline Module | N | 154.9
863 | GlobalWatt | GWBF12180P | 180W Polycrystalline Module | N | 159.9
864 | GlobalWatt | GWAF12185M | 185W Monocrystalline Module | N | 159.3
865 | GlobalWatt | GWBF12185P | 185W Polycrystalline Module | N | 164.6
866 | GlobalWatt | GWAF12190M | 190W Monocrystalline Module | N | 163.6
867 | GlobalWatt | GWBF12190P | 190W Polycrystalline Module | N | 168.7
868 | GlobalWatt | GWAF12195M | 195W Monocrystalline Module | N | 168.3
869 | GlobalWatt | GWBF12195P | 195W Polycrystalline Module | N | 173.2
870 | GlobalWatt | GWBF12200P | 200W Polycrystalline Module | N | 177.7
871 | GlobalWatt | GWAF12205M | 205W Monocrystalline Module | N | 178.2
872 | GlobalWatt | GWBF12205P | 205W Polycrystalline Module | N | 182.4
873 | GlobalWatt | GWAF12210M | 210W Monocrystalline Module | N | 182.7
874 | GlobalWatt | GWBF12210P | 210W Polycrystalline Module | N | 187
875 | GlobalWatt | GWAF12215M | 215W Monocrystalline Module | N | 187
876 | GlobalWatt | GWBF24215P | 215W Polycrystalline Module | N | 192.1
877 | GlobalWatt | GWCF24215P | 215W Polycrystalline Module | N | 192.2
878 | GlobalWatt | GWAF12220M | 220W Monocrystalline Module | N | 191.7
879 | GlobalWatt | GWBF24220P | 220W Polycrystalline Module | N | 196.7
880 | GlobalWatt | GWCF24220P | 220W Polycrystalline Module | N | 196.7
881 | GlobalWatt | GWAF24225M | 225W Monocrystalline Module | N | 195.3
882 | GlobalWatt | GWBF24225P | 225W Polycrystalline Module | N | 201.3
883 | GlobalWatt | GWCF24225P | 225W Polycrystalline Module | N | 201.3
884 | GlobalWatt | GWAF24230M | 230W Monocrystalline Module | N | 198.8
885 | GlobalWatt | GWBF24230P | 230W Polycrystalline Module | N | 205.9
886 | GlobalWatt | GWCF24230P | 230W Polycrystalline Module | N | 205.9
887 | GlobalWatt | GW-235-M | 235W Monocrystalline Module | N | 205.1
888 | GlobalWatt | GWAF24235M | 235W Monocrystalline Module | N | 203.2
889 | GlobalWatt | GWBF24235P | 235W Polycrystalline Module | N | 210.5
890 | GlobalWatt | GWCF24235P | 235W Polycrystalline Module | N | 210.5
891 | GlobalWatt | GW-240-M | 240W Monocrystalline Module | N | 209.6
892 | GlobalWatt | GWAF24240M | 240W Monocrystalline Module | N | 207.7
893 | GlobalWatt | GW-245-M | 245W Monocrystalline Module | N | 214.1
894 | GlobalWatt | GWAF24245M | 245W Monocrystalline Module | N | 212.2
895 | GlobalWatt | GW-250-M | 250W Monocrystalline Module | N | 218.6
896 | GlobalWatt | GWAF24260M | 260W Monocrystalline Module | N | 229.1
897 | GlobalWatt | GWBF24260P | 260W Polycrystalline Module | N | 229.4
898 | GlobalWatt | GWCF24260P | 260W Polycrystalline Module | N | 232.5
899 | GlobalWatt | GWAF24265M | 265W Monocrystalline Module | N | 233.6
900 | GlobalWatt | GWBF24265P | 265W Polycrystalline Module | N | 233.9
901 | GlobalWatt | GWCF24265P | 265W Polycrystalline Module | N | 237
902 | GlobalWatt | GWAF24270M | 270W Monocrystalline Module | N | 238.1
903 | GlobalWatt | GWBF24270P | 270W Polycrystalline Module | N | 238.4
904 | GlobalWatt | GWCF24270P | 270W Polycrystalline Module | N | 241.6
905 | GlobalWatt | GWAF24275M | 275W Monocrystalline Module | N | 242.7
906 | GlobalWatt | GWBF24275P | 275W Polycrystalline Module | N | 243
907 | GlobalWatt | GWCF24275P | 275W Polycrystalline Module | N | 246.2
908 | GlobalWatt | GWAF24280M | 280W Monocrystalline Module | N | 247.2
909 | GlobalWatt | GWBF24280P | 280W Polycrystalline Module | N | 247.5
910 | GlobalWatt | GWCF24280P | 280W Polycrystalline Module | N | 250.8
911 | Gloria Solar | GSS5-160A-E1 | 160W Monocrystalline Module | N | 139.7
912 | Gloria Solar | GSS5-165A-E1 | 165W Monocrystalline Module | N | 144.2
913 | Gloria Solar | GSS5-170A-E1 | 170W Monocrystalline Module | N | 148.7
914 | Gloria Solar | GSS5-175A-E1 | 175W Monocrystalline PV Module | N | 157.4
915 | Gloria Solar | GSS5-180A-E1 | 180W Monocrystalline PV Module | N | 162
916 | Gloria Solar | GSM6-200D-E1 | 200W Polycrystalline Module | N | 170
917 | Gloria Solar | GSM6-205D-E1 | 205W Polycrystalline Module | N | 174.4
918 | Gloria Solar | GSM6-210D-E1 | 210W Polycrystalline Module | N | 178.8
919 | Gloria Solar | GSM6-215D-E1 | 215W Polycrystalline Module | N | 183.2
920 | Gloria Solar | GSM6-220D-E1 | 220W Polycrystalline Module | N | 187.6
921 | Gloria Solar | GSM6-225D-E1 | 225W Polycrystalline PV Module | N | 202.2
922 | Gloria Solar | GSM6-230D-E1 | 230W Polycrystalline PV Module | N | 206.8
923 | Gloria Solar | GSM6-235D-E1 | 235W Polycrystalline PV Module | N | 211.4
924 | Gloria Solar | GSM6-240D-E1 | 240W Polycrystalline PV Module | N | 216
925 | Grape Solar | GS-S-150-SF | 150W Monocrystalline Module | N | 132
926 | Grape Solar | GS-S-155-SF | 155W Monocrystalline Module | N | 136.5
927 | Grape Solar | GS-S-160-SF | 160W Monocrystalline Module | N | 141
928 | Grape Solar | CS-S-165-DJ | 165W Monocrystalline Module | N | 147.3
929 | Grape Solar | GS-S-165-SF | 165W Monocrystalline Module | N | 145.5
930 | Grape Solar | CS-S-170-DJ | 170W Monocrystalline Module | N | 151.8
931 | Grape Solar | GS-S-170-SF | 170W Monocrystalline Module | N | 150.1
932 | Grape Solar | CS-S-175-DJ | 175W Monocrystalline Module | N | 156.4
933 | Grape Solar | GS-S-175-SF | 175W Monocrystalline Module | N | 154.6
934 | Grape Solar | CS-S-180-DJ | 180W Monocrystalline Module | N | 161
935 | Grape Solar | GS-S-180-SF | 180W Monocrystalline Module | N | 159.2
936 | Grape Solar | GS-S-185-SF | 185W Monocrystalline Module | N | 163.7
937 | Grape Solar | GS-P-190-SL6-18 | 195W Polycrystalline Module | N | 169.3
938 | Grape Solar | CS-P-200-DJ | 200W Polycrystalline Module | N | 175.9
939 | Grape Solar | GS-P-200-CSPE | 200W Polycrystalline Module | N | 177.1
940 | Grape Solar | GS-P-200-SL6-18 | 200W Polycrystalline Module | N | 173.8
941 | Grape Solar | GS-P-205-SL6-18 | 205W Polycrystalline Module | N | 178.3
942 | Grape Solar | CS-P-210-DJ | 210W Polycrystalline Module | N | 184.9
943 | Grape Solar | CS-P-220-DJ | 220W Polycrystalline Module | N | 194
944 | Grape Solar | GS-P-220-CS | 220W Polycrystalline Module | N | 201.6
945 | Grape Solar | GS-P-220-SL6-20 | 220W Polycrystalline Module | N | 189.8
946 | Grape Solar | GS-S-220-CS | 220W Monocrystalline Module | N | 200.1
947 | Grape Solar | GS-P-225-SL6-20 | 225W Polycrystalline Module | N | 194.2
948 | Grape Solar | CS-P-230-DJ | 230W Polycrystalline Module | N | 203.1
949 | Grape Solar | GS-P-230-CS | 230W Polycrystalline Module | N | 211
950 | Grape Solar | GS-P-230-SL6-20 | 230W Polycrystalline Module | N | 198.7
951 | Grape Solar | GS-S-230-CS | 230W Monocrystalline Module | N | 209.4
952 | Grape Solar | CS-P-240-DJ | 240W Polycrystalline Module | N | 211.7
953 | Grape Solar | GS-S-240-CS | 240W Monocrystalline Module | N | 218.7
954 | Grape Solar | CS-P-250-DJ | 250W Polycrystalline Module | N | 220.7
955 | Grape Solar | CS-P-260-DJ | 260W Polycrystalline Module | N | 229.8
956 | Grape Solar | CS-P-270-DJ | 270W Polycrystalline Module | N | 238.9
957 | Grape Solar | CS-P-280-DJ | 280W Polycrystalline Module | N | 248
958 | Green Energy Solar & Wind | GESW1750 USA-170W | 170W Monocyrstalline Module | N | 151.9
959 | Green Energy Solar & Wind | GESW1750 USA-175W | 175W Monocyrstalline Module | N | 156.5
960 | Green Energy Solar & Wind | GESW1750 USA-180W | 180W Monocyrstalline Module | N | 161.1
961 | Green Energy Solar & Wind | GESW2100 USA-210W | 210W Monocyrstalline Module | N | 189.5
962 | Green Energy Solar & Wind | GESW2100 USA-215W | 215W Monocrystalline Module | N | 194.1
963 | Green Energy Solar & Wind | GESW2100 USA-220W | 220W Monocrystalline Module | N | 198.8
964 | Green Energy Technology | GET-085A | 85W Thin Film Single Junction Amorphous Silicon Module | N | 79.9
965 | Green Energy Technology | GET-090A | 90W Thin Film Single Junction Amorphous Silicon Module | N | 84.6
966 | Green Energy Technology | GET-170A | 170W Thin Film Single Junction Amorphous Silicon Module | N | 159.7
967 | Green Energy Technology | GET-170B | 170W Thin Film Single Junction Amorphous Silicon Module | N | 159.7
968 | Green Energy Technology | GET-180A | 180W Thin Film Single Junction Amorphous Silicon Module | N | 169.2
969 | Green Energy Technology | GET-180B | 180W Thin Film Single Junction Amorphous Silicon Module | N | 169.2
970 | Green Energy Technology | GET-340A | 340W Thin Film Single Junction Amorphous Silicon Module | N | 319.4
971 | Green Energy Technology | GET-360A | 360W Thin Film Single Junction Amorphous Silicon Module | N | 338.3
972 | Green Power | ET-M572165 | 165W Monocrystalline Module | N | 146.5
973 | Green Power | ET-M572170 | 170W Monocrystalline Module | N | 151.1
974 | Green Power | ET-M572175 | 175W Monocrystalline Module | N | 155.7
975 | Green Power | ET-M572175B | 175W Monocrystalline Module, Black Frame, Black Backsheet | N | 155.1
976 | Green Power | ET-M572180 | 180W Monocrystalline Module | N | 157.7
977 | Green Power | ET-M572180B | 180W Monocrystalline Module, Black Frame, Black Backsheet | N | 159.6
978 | Green Power | ET-M572185 | 185W Monocrystalline Module | N | 162.2
979 | Green Power | ET-M572185B | 185W Monocrystalline Module | N | 164.2
980 | Green Power | ET-P654190B | 190W Polycrystalline Module, Black Frame | N | 167.9
981 | Green Power | ET-P654195 | 195W Polycrystalline Module | N | 172.4
982 | Green Power | ET-P654195B | 195W Polycrystalline Module, Black Frame | N | 172.4
983 | Green Power | ET-P654200 | 200W Polycrystalline Module | N | 176.9
984 | Green Power | ET-P654200B | 200W Polycrystalline Module, Black Frame | N | 176.9
985 | Green Power | ET-P654205 | 205W Polycrystalline Module | N | 181.5
986 | Green Power | ET-P654205B | 205W Polycrystalline Module, Black Frame | N | 181.5
987 | Green Power | ET-P654210 | 210W Polycrystalline Module | N | 186.1
988 | Green Power | ET-P654210B | 210W Polycrystalline Module, Black Frame | N | 186.1
989 | Green Power | ET-P660220 | 220W Polycrystalline Module | N | 198.2
990 | Green Power | ET-P660220B | 220W Polycrystalline Module, Black Frame | N | 198.2
991 | Green Power | ET-P660225 | 225W Polycrystalline Module | N | 202.8
992 | Green Power | ET-P660225B | 225W Polycrystalline Module, Black Frame | N | 202.8
993 | Green Power | ET-P660230 | 230W Polycrystalline Module | N | 207.5
994 | Green Power | ET-P660230B | 230W Polycrystalline Module, Black Frame | N | 207.5
995 | Green Power | ET-P660235 | 235W Polycrystalline Module | N | 212.1
996 | Green Power | ET-P660235B | 235W Polycrystalline Module, Black Frame | N | 212.1
997 | Green Power | ET-P672260 | 260W Polycrystalline Module | N | 231.2
998 | Green Power | ET-P672260B | 260W Polycrystalline Module, Black Frame | N | 231.2
999 | Green Power | ET-P672265 | 265W Polycrystalline Module | N | 235.8
1000 | Green Power | ET-P672265B | 265W Polycrystalline Module, Black Frame | N | 235.8
1001 | Green Power | ET-P672270 | 270W Polycrystalline Module | N | 237.2
1002 | Green Power | ET-P672270B | 270W Polycrystalline Module, Black Frame | N | 237.2
1003 | Green Power | ET-P672275 | 275W Polycrystalline Module | N | 241.7
1004 | Green Power | ET-P672275B | 275W Polycrystalline Module, Black Frame | N | 241.7
1005 | Green Power | ET-P672280 | 280W Polycrystalline Module | N | 246.3
1006 | Green Power | ET-P672280B | 280W Polycrystalline Module, Black Frame | N | 246.3
1007 | Greenbrilliance Energy | GB54P6-200 | 200W Polycrystalline Module | N | 181.1
1008 | Greenbrilliance Energy | GB60P6-210 | 210W Polycrystalline Module | N | 189.9
1009 | Greenbrilliance Energy | GB60P6-215 | 215W Polycrystalline Module | N | 194.5
1010 | Greenbrilliance Energy | GB54P6-220 | 220W Polycrystalline Module | N | 197.9
1011 | Greenbrilliance Energy | GB60P6-225 | 225W Polycrystalline Module | N | 202.5
1012 | Greenbrilliance Energy | GB60P6-230 | 230W Polycrystalline Module | N | 207.2
1013 | Greenbrilliance Energy | GB72P6-270 | 270W Polycrystalline Module | N | 245.2
1014 | Greenbrilliance Energy | GB72P6-275 | 275W Polycrystalline Module | N | 247.7
1015 | Greenbrilliance Energy | GB72P6-280 | 280W Polycrystalline Module | N | 252.3
1016 | Greenlite Solar Canada | GLS-200 | 200W Polycrystalline Module | N | 180
1017 | Greenlite Solar Canada | GLS-220 | 220W Polycrystalline Module | N | 197.9
1018 | Greenlite Solar Canada | GLS-270 | 270W Polycrystalline Module | N | 243.1
1019 | GS-Solar (Fujian) | GS-46SU | 46W Thin Film Dual Junction a-Si Module | N | 43.6
1020 | Guangdong Fivestar Solar Energy | FS-M125-175W | 175W Monocrystalline Module | N | 156.4
1021 | Guangdong Fivestar Solar Energy | FS-P156-210W | 210W Polycrystalline Module | N | 189.5
1022 | Guangdong Fivestar Solar Energy | FS-P156-220W | 220W Polycrystalline Module | N | 198.7
1023 | Guangdong Golden Glass Technologies | GG160M2-24/1324x992 | 160W Polycrystalline Module | N | 143.4
1024 | Guangdong Golden Glass Technologies | GG165M2-24/1324x992 | 165W Polycrystalline Module | N | 148
1025 | Guangdong Golden Glass Technologies | GG170M2-24/1324x992 | 170W Polycrystalline Module | N | 152.6
1026 | Guangdong Golden Glass Technologies | GG175M2-24/1324x992 | 175W Polycrystalline Module | N | 157.2
1027 | Guangdong Golden Glass Technologies | GG175S1-36/1589x807 | 175W Monocrystalline Module | N | 158.7
1028 | Guangdong Golden Glass Technologies | GG180M2-24/1324x992 | 180W Polycrystalline Module | N | 161.8
1029 | Guangdong Golden Glass Technologies | GG180S1-36/1589x807 | 180W Monocrystalline Module | N | 163.4
1030 | Guangdong Golden Glass Technologies | GG190M2-27/1482x992 | 190W Polycrystalline Module | N | 170.5
1031 | Guangdong Golden Glass Technologies | GG195M2-27/1482x992 | 195W Polycrystalline Module | N | 175.1
1032 | Guangdong Golden Glass Technologies | GG200M2-27/1482x992 | 200W Polycrystalline Module | N | 179.7
1033 | Guangdong Golden Glass Technologies | GG205M2-27/1482x992 | 205W Polycrystalline Module | N | 184.3
1034 | Guangdong Golden Glass Technologies | GG220M2-30/1640x992 | 220W Polycrystalline Module | N | 198.5
1035 | Guangdong Golden Glass Technologies | GG225M2-30/1640x992 | 225W Polycrystalline Module | N | 203.1
1036 | Guangdong Golden Glass Technologies | GG230M2-30/1640x992 | 230W Polycrystalline Module | N | 207.7
1037 | Guangdong Golden Glass Technologies | GG250M2-35/1956x992 | 250W Polycrystalline Module | N | 224.3
1038 | Guangdong Golden Glass Technologies | GG255M2-35/1956x992 | 255W Polycrystalline Module | N | 228.9
1039 | Guangdong Golden Glass Technologies | GG260M2-35/1956x992 | 260W Polycrystalline Module | N | 233.5
1040 | Guangdong Golden Glass Technologies | GG270M2-36/1956x992 | 270W Polycrystalline Module | N | 242.7
1041 | Guangdong Golden Glass Technologies | GG275M2-36/1956x992 | 275W Polycrystalline Module | N | 247.3
1042 | Guangdong Golden Glass Technologies | GG280M2-36/1956x992 | 280W Polycrystalline Module | N | 252
1043 | Helios Energy Europe | HEE210U | 225W Polycrystalline Module | N | 199.3
1044 | Helios Energy Europe | HEE215M | 240W Monocrystalline Module | N | 216.3
1045 | HHV Solar Technologies | HSTUBC12095P | 95W Polycrystalline Module | N | 84.7
1046 | HHV Solar Technologies | HSTUBC12100P | 100W Polycrystalline Module | N | 89.3
1047 | HHV Solar Technologies | HSTUBC12105P | 105W Polycrystalline Module | N | 93.8
1048 | HHV Solar Technologies | HSTUBF12130P | 130W Polycrystalline Module | N | 114
1049 | HHV Solar Technologies | HSTUAF12135M | 135W Monocrystalline Module | N | 116.5
1050 | HHV Solar Technologies | HSTUBF12135P | 135W Polycrystalline Module | N | 118.6
1051 | HHV Solar Technologies | HSTUAF12140M | 140W Monocrystalline Module | N | 121
1052 | HHV Solar Technologies | HSTUBF12140P | 140W Polycrystalline Module | N | 123.1
1053 | HHV Solar Technologies | HSTUAF12145M | 145W Monocrystalline Module | N | 125.5
1054 | HHV Solar Technologies | HSTUBF12175P | 175W Polycrystalline Module | N | 155.5
1055 | HHV Solar Technologies | HSTUAF12180M | 180W Monocrystalline Module | N | 154.9
1056 | HHV Solar Technologies | HSTUBF12180P | 180W Polycrystalline Module | N | 159.9
1057 | HHV Solar Technologies | HSTUAF12185M | 185W Monocrystalline Module | N | 159.3
1058 | HHV Solar Technologies | HSTUBF12185P | 185W Polycrystalline Module | N | 164.6
1059 | HHV Solar Technologies | HSTUAF12190M | 190W Monocrystalline Module | N | 163.6
1060 | HHV Solar Technologies | HSTUBF12190P | 190W Polycrystalline Module | N | 168.7
1061 | HHV Solar Technologies | HSTUAF12195M | 195W Monocrystalline Module | N | 168.3
1062 | HHV Solar Technologies | HSTUBF12195P | 195W Polycrystalline Module | N | 173.2
1063 | HHV Solar Technologies | HSTUBF12200P | 200W Polycrystalline Module | N | 177.7
1064 | HHV Solar Technologies | HSTUAF12205M | 205W Monocrystalline Module | N | 178.2
1065 | HHV Solar Technologies | HSTUBF12205P | 205W Polycrystalline Module | N | 182.4
1066 | HHV Solar Technologies | HSTUAF12210M | 210W Monocrystalline Module | N | 182.7
1067 | HHV Solar Technologies | HSTUBF12210P | 210W Polycrystalline Module | N | 187
1068 | HHV Solar Technologies | HSTUAF12215M | 215W Monocrystalline Module | N | 187
1069 | HHV Solar Technologies | HSTUBF24215P | 215W Polycrystalline Module | N | 192.1
1070 | HHV Solar Technologies | HSTUCF24215P | 215W Polycrystalline Module | N | 192.2
1071 | HHV Solar Technologies | HSTUAF12220M | 220W Monocrystalline Module | N | 191.7
1072 | HHV Solar Technologies | HSTUBF24220P | 220W Polycrystalline Module | N | 196.7
1073 | HHV Solar Technologies | HSTUCF24220P | 220W Polycrystalline Module | N | 196.7
1074 | HHV Solar Technologies | HSTUAF24225M | 225W Monocrystalline Module | N | 195.3
1075 | HHV Solar Technologies | HSTUBF24225P | 225W Polycrystalline Module | N | 201.3
1076 | HHV Solar Technologies | HSTUCF24225P | 225W Polycrystalline Module | N | 201.3
1077 | HHV Solar Technologies | HSTUAF24230M | 230W Monocrystalline Module | N | 198.8
1078 | HHV Solar Technologies | HSTUBF24230P | 230W Polycrystalline Module | N | 205.9
1079 | HHV Solar Technologies | HSTUCF24230P | 230W Polycrystalline Module | N | 205.9
1080 | HHV Solar Technologies | HSTUAF24235M | 235W Monocrystalline Module | N | 203.2
1081 | HHV Solar Technologies | HSTUBF24235P | 235W Polycrystalline Module | N | 210.5
1082 | HHV Solar Technologies | HSTUCF24235P | 235W Polycrystalline Module | N | 210.5
1083 | HHV Solar Technologies | HSTUAF24240M | 240W Monocrystalline Module | N | 207.7
1084 | HHV Solar Technologies | HSTUAF24245M | 245W Monocrystalline Module | N | 212.2
1085 | HHV Solar Technologies | HSTUAF24260M | 260W Monocrystalline Module | N | 229.1
1086 | HHV Solar Technologies | HSTUBF24260P | 260W Polycrystalline Module | N | 229.4
1087 | HHV Solar Technologies | HSTUCF24260P | 260W Polycrystalline Module | N | 232.5
1088 | HHV Solar Technologies | HSTUAF24265M | 265W Monocrystalline Module | N | 233.6
1089 | HHV Solar Technologies | HSTUBF24265P | 265W Polycrystalline Module | N | 233.9
1090 | HHV Solar Technologies | HSTUCF24265P | 265W Polycrystalline Module | N | 237
1091 | HHV Solar Technologies | HSTUAF24270M | 270W Monocrystalline Module | N | 238.1
1092 | HHV Solar Technologies | HSTUBF24270P | 270W Polycrystalline Module | N | 238.4
1093 | HHV Solar Technologies | HSTUCF24270P | 270W Polycrystalline Module | N | 241.6
1094 | HHV Solar Technologies | HSTUAF24275M | 275W Monocrystalline Module | N | 242.7
1095 | HHV Solar Technologies | HSTUBF24275P | 275W Polycrystalline Module | N | 243
1096 | HHV Solar Technologies | HSTUCF24275P | 275W Polycrystalline Module | N | 246.2
1097 | HHV Solar Technologies | HSTUAF24280M | 280W Monocrystalline Module | N | 247.2
1098 | HHV Solar Technologies | HSTUBF24280P | 280W Polycrystalline Module | N | 247.5
1099 | HHV Solar Technologies | HSTUCF24280P | 280W Polycrystalline Module | N | 250.8
1100 | Hyundai Heavy Industries | HiS-M191SF | 191W Polycrystalline Module | N | 172.6
1101 | Hyundai Heavy Industries | HiS-M194SF | 194W Polycrystalline Module | N | 175.4
1102 | Hyundai Heavy Industries | HiS-M197SF | 197W Polycrystalline Module | N | 178.2
1103 | Hyundai Heavy Industries | HiS-M200SF | 200W Polycrystalilne Module | N | 180.9
1104 | Hyundai Heavy Industries | HiS-M203SF | 203W Polycrystalline Module | N | 183.7
1105 | Hyundai Heavy Industries | HiS-M206SF | 206W Polycrystaline Module | N | 186.5
1106 | Hyundai Heavy Industries | HiS-M209SF | 209W Polycrystalline Module | N | 189.3
1107 | Hyundai Heavy Industries | HiS-M212SG | 212W Polycrystalline Module | N | 191
1108 | Hyundai Heavy Industries | HiS-M215SG | 215W Polycrystalline Module | N | 193.7
1109 | Hyundai Heavy Industries | HiS-M218SG | 218W Polycrystalline Module | N | 196.5
1110 | Hyundai Heavy Industries | HiS-M221SG | 221W Polycrystalline Module | N | 199.3
1111 | Hyundai Heavy Industries | HiS-M224SG | 224W Polycrystalline Module | N | 202
1112 | Hyundai Heavy Industries | HiS-M227SG | 227W Polycrystalline Module | N | 204.8
1113 | Hyundai Heavy Industries | HiS-M230SG | 230W Polycrystalline Module | N | 207.6
1114 | Innotech Solar | ITS210XXXX | 210W Polycrystalline Module | N | 187.4
1115 | Innotech Solar | ITS215XXXX | 215W Polycrystalline Module | N | 192
1116 | Innotech Solar | ITS220XXXX | 220W Polycrystalline Module | N | 196.6
1117 | Innotech Solar | ITS225XXXX | 225W Polycrystalline Module | N | 201.1
1118 | Innotech Solar | ITS230XXXX | 230W Polycrystalline Module | N | 205.7
1119 | Innovosolar International | TEM165M | 165W Monocrystalline Module | N | 147.3
1120 | Innovosolar International | TEM170M | 170W Monocrystalline Module | N | 151.8
1121 | Innovosolar International | TEM175M | 175W Monocrystalline Module | N | 156.4
1122 | Innovosolar International | TEM180M | 180W Monocrystalline Module | N | 161
1123 | Instalaciones Pevafersa | IP-VA180 | 180W Monocrystalline Module | N | 159.2
1124 | Instalaciones Pevafersa | IP-VAP210 | 210W Polycrystalline Module | N | 183.7
1125 | Instalaciones Pevafersa | IP-VAP230 | 230W Polycrystalline Module | N | 201
1126 | Isofoton | IS-210/32 | 210W Monocrystalline Module | N | 182.8
1127 | Isofoton | IS-215/32 | 215W Monocrystalline Module | N | 187.3
1128 | Isofoton | IS-220/32 | 220W Monocrystalline Module | N | 191.8
1129 | Jiangsu Aide Solar Energy Technology | XZST-160W | 160W Monocrystalline Module | N | 138.3
1130 | Jiangsu Aide Solar Energy Technology | XZST-165W | 165W Monocrystalline Module | N | 142.8
1131 | Jiangsu Aide Solar Energy Technology | XZST-170W | 170W Monocrystalline Module | N | 146.1
1132 | Jiangsu Aide Solar Energy Technology | XZST-175W | 175W Monocrystalline Module | N | 150.5
1133 | Jiangsu Aide Solar Energy Technology | XZST-180W | 180W Monocrystalline Module | N | 155
1134 | Jiangsu Aide Solar Energy Technology | XZST-190W | 190W Polycrystalline Module | N | 163.9
1135 | Jiangsu Aide Solar Energy Technology | XZST-195W | 195W Polycrystalline Module | N | 168.3
1136 | Jiangsu Aide Solar Energy Technology | XZST-200W | 200W Polycrystalline Module | N | 172.8
1137 | Jiangsu Aide Solar Energy Technology | XZST-205W | 205W Polycrystalline Module | N | 177.2
1138 | Jiangsu Aide Solar Energy Technology | XZST-210W | 210W Polycrystalline Module | N | 181.7
1139 | Jiangsu Aide Solar Energy Technology | XZST-215W | 215W Polycrystalline Module | N | 185.5
1140 | Jiangsu Aide Solar Energy Technology | XZST-220W | 220W Polycrystalline Module | N | 190
1141 | Jiangsu Aide Solar Energy Technology | XZST-225W | 225W Polycrystalline Module | N | 194
1142 | Jiangsu Aide Solar Energy Technology | XZST-230W | 230W Polycrystalline Module | N | 198.5
1143 | Jiangsu Best Solar High-Tech | BEST-170D-24 | 170W Monocrystalline Module | N | 148.2
1144 | Jiangsu Best Solar High-Tech | BEST-175D-24 | 175W Monocrystalline Module | N | 152.7
1145 | Jiangsu Best Solar High-Tech | BEST-180D-24 | 180W Monocrystalline Module | N | 157.2
1146 | Jiangsu Best Solar High-Tech | BEST-190P-18 | 190W Polycrystalline Module | N | 166.2
1147 | Jiangsu Best Solar High-Tech | BEST-200P-18 | 200W Polycrystalline Module | N | 175.2
1148 | Jiangsu Best Solar High-Tech | BEST-210P-18 | 210W Polycrystalline Module | N | 184.3
1149 | Jiangsu Best Solar High-Tech | BEST-210P-20 | 210W Polycrystalline Module | N | 183
1150 | Jiangsu Best Solar High-Tech | BEST-220D-20 | 220W Monocrystalline Module | N | 189.7
1151 | Jiangsu Best Solar High-Tech | BEST-220P-20 | 220W Polycrystalline Module | N | 192
1152 | Jiangsu Best Solar High-Tech | BEST-230D-20 | 230W Monocrystalline Module | N | 198.6
1153 | Jiangsu Best Solar High-Tech | BEST-230P-20 | 230W Polycrystalline Module | N | 201
1154 | Jiangsu Best Solar High-Tech | BEST-240D-20 | 240W Monocrystalline Module | N | 207.6
1155 | Jiangsu Best Solar High-Tech | BEST-260P-24 | 260W Polycrystalline Module | N | 228
1156 | Jiangsu Best Solar High-Tech | BEST-270P-24 | 270W Polycrystalline Module | N | 237
1157 | Jiangsu Best Solar High-Tech | BEST-280P-24 | 280W Polycrystalline Module | N | 246.1
1158 | Jiangsu Green Power PV | GPM175-A-72 | 175W Monocrystalline Module | N | 154.3
1159 | Jiangsu Green Power PV | GPM175-B-48 | 175W Monocrystalline Module | N | 153.2
1160 | Jiangsu Green Power PV | GPM175P-B-48 | 175W Monocrystalline Module | N | 155
1161 | Jiangsu Green Power PV | GPM180-A-72 | 180W Monocrystalline Module | N | 158.9
1162 | Jiangsu Green Power PV | GPM180-B-48 | 180W Monocrystalline Module | N | 157.7
1163 | Jiangsu Green Power PV | GPM180P-B-48 | 180W Monocrystalline Module | N | 159.5
1164 | Jiangsu Green Power PV | GPM185-A-72 | 185W Monocrystalline Module | N | 163.4
1165 | Jiangsu Green Power PV | GPM185-B-48 | 185W Monocrystalline Module | N | 162.3
1166 | Jiangsu Green Power PV | GPM185P-B-48 | 185W Monocrystalline Module | N | 164.1
1167 | Jiangsu Green Power PV | GPM190-B-54 | 190W Monocrystalline Module | N | 165.3
1168 | Jiangsu Green Power PV | GPM190P-B-54 | 190W Monocrystalline Module | N | 168
1169 | Jiangsu Green Power PV | GPM195-B-54 | 195W Monocrystalline Module | N | 169.7
1170 | Jiangsu Green Power PV | GPM195P-B-54 | 195W Monocrystalline Module | N | 172.6
1171 | Jiangsu Green Power PV | GPM200-B-54 | 200W Monocrystalline Module | N | 174.2
1172 | Jiangsu Green Power PV | GPM200P-B-54 | 200W Monocrystalline Module | N | 177.1
1173 | Jiangsu Green Power PV | GPM205-B-54 | 205W Monocrystalline Module | N | 178.7
1174 | Jiangsu Green Power PV | GPM205P-B-54 | 205W Monocrystalline Module | N | 181.7
1175 | Jiangsu Green Power PV | GPM210-B-54 | 210W Monocrystalline Module | N | 183.2
1176 | Jiangsu Green Power PV | GPM210P-B-54 | 210W Monocrystalline Module | N | 186.3
1177 | Jiangsu Green Power PV | GPM210P-B-60 | 210W Monocrystalline Module | N | 187.4
1178 | Jiangsu Green Power PV | GPM215P-B-60 | 215W Monocrystalline Module | N | 192
1179 | Jiangsu Green Power PV | GPM220-B-60 | 220W Monocrystalline Module | N | 193.3
1180 | Jiangsu Green Power PV | GPM220P-B-60 | 220W Monocrystalline Module | N | 196.6
1181 | Jiangsu Green Power PV | GPM225-B-60 | 225W Monocrystalline Module | N | 197.8
1182 | Jiangsu Green Power PV | GPM225P-B-60 | 225W Monocrystalline Module | N | 201.2
1183 | Jiangsu Green Power PV | GPM230-B-60 | 230W Monocrystalline Module | N | 202.4
1184 | Jiangsu Green Power PV | GPM230P-B-60 | 230W Monocrystalline Module | N | 205.8
1185 | Jiangsu Green Power PV | GPM235-B-60 | 235W Monocrystalline Module | N | 206.9
1186 | Jiangsu Green Power PV | GPM240-B-60 | 240W Monocrystalline Module | N | 211.5
1187 | Jiangsu Prefersolar Photovoltaic | PS-175M | 175W Monocrystalline Module | N | 156
1188 | Jiangsu Prefersolar Photovoltaic | PS-180M | 180W Monocrystalline Module | N | 160.6
1189 | Jiangsu Prefersolar Photovoltaic | PS-185M | 185W Monocrystalline Module | N | 165.2
1190 | Jiangsu Prefersolar Photovoltaic | PS-230M | 230W Monocrystalline Module | N | 203.9
1191 | Jiangsu Prefersolar Photovoltaic | PS-235M | 235W Monocrystalline Module | N | 208.4
1192 | Jiangsu Prefersolar Photovoltaic | PS-240M | 240W Monocrystalline Module | N | 213
1193 | Jiangsu Prefersolar Photovoltaic | PS-245M | 245W Monocrystalline Module | N | 217.6
1194 | Jiangsu Prefersolar Photovoltaic | PS-250M | 250W Monocrystalline Module | N | 222.2
1195 | Jiangsu Sainty Machinery | GES-M165 | 165W Monocrystalline Module | N | 147.3
1196 | Jiangsu Sainty Machinery | GES-M170 | 170W Monocrystalline Module | N | 151.8
1197 | Jiangsu Sainty Machinery | GES-M175 | 175W Monocrystalline Module | N | 156.4
1198 | Jiangsu Sainty Machinery | GES-M180 | 180W Monocrystalline Module | N | 161
1199 | Jiangsu Sainty Machinery | GES-P200 | 200W Polycrystalline Module | N | 175.9
1200 | Jiangsu Sainty Machinery | GES-P210 | 210W Polycrystalline Module | N | 184.9
1201 | Jiangsu Sainty Machinery | GES-P220 | 220W Polycrystalline Module | N | 194
1202 | Jiangsu Sainty Machinery | GES-P230 | 230W Polycrystalline Module | N | 203.1
1203 | Jiangsu Sainty Machinery | GES-P240 | 240W Polycrystalline Module | N | 211.7
1204 | Jiangsu Sainty Machinery | GES-P250 | 250W Polycrystalline Module | N | 220.7
1205 | Jiangsu Sainty Machinery | GES-P260 | 260W Polycrystalline Module | N | 229.8
1206 | Jiangsu Sainty Machinery | GES-P270 | 270W Polycrystalline Module | N | 238.9
1207 | Jiangsu Sainty Machinery | GES-P280 | 280W Polycrystalline Module | N | 248
1208 | Jiangsu Shunda PV-Tech | SDM-170/(165)-72M | 165W Monocrystalline Module | N | 145.3
1209 | Jiangsu Shunda PV-Tech | SDM-170/(170)-72M | 170W Monocrystalline Module | N | 149.8
1210 | Jiangsu Shunda PV-Tech | SDM-170/(175)-72M | 175W Monocrystalline Module | N | 154.3
1211 | Jiangsu Shunda PV-Tech | SDM-170/(180)-72M | 180W Monocrystalline Module | N | 158.9
1212 | Jiangsu Shunda PV-Tech | SDM-170/(185)-72M | 185W Monocrystalline Module | N | 163.4
1213 | Jiangxi Best Solar High-Tech | BEST-170D-24 | 170W Monocrystalline Module | N | 148.2
1214 | Jiangxi Best Solar High-Tech | BEST-175D-24 | 175W Monocrystalline Module | N | 152.7
1215 | Jiangxi Best Solar High-Tech | BEST-180D-24 | 180W Monocrystalline Module | N | 157.2
1216 | Jiangxi Best Solar High-Tech | BEST-190P-18 | 190W Polycrystalline Module | N | 166.2
1217 | Jiangxi Best Solar High-Tech | BEST-200P-18 | 200W Polycrystalline Module | N | 175.2
1218 | Jiangxi Best Solar High-Tech | BEST-210P-18 | 210W Polycrystalline Module | N | 184.3
1219 | Jiangxi Best Solar High-Tech | BEST-210P-20 | 210W Polycrystalline Module | N | 183
1220 | Jiangxi Best Solar High-Tech | BEST-220D-20 | 220W Monocrystalline Module | N | 189.7
1221 | Jiangxi Best Solar High-Tech | BEST-220P-20 | 220W Polycrystalline Module | N | 192
1222 | Jiangxi Best Solar High-Tech | BEST-230D-20 | 230W Monocrystalline Module | N | 198.6
1223 | Jiangxi Best Solar High-Tech | BEST-230P-20 | 230W Polycrystalline Module | N | 201
1224 | Jiangxi Best Solar High-Tech | BEST-240D-20 | 240W Monocrystalline Module | N | 207.6
1225 | Jiangxi Best Solar High-Tech | BEST-260P-24 | 260W Polycrystalline Module | N | 228
1226 | Jiangxi Best Solar High-Tech | BEST-270P-24 | 270W Polycrystalline Module | N | 237
1227 | Jiangxi Best Solar High-Tech | BEST-280P-24 | 280W Polycrystalline Module | N | 246.1
1228 | Jiangyin Hareon Power | HR-115W/17V | 115W Monocrystalline Module | N | 103.2
1229 | Jiangyin Hareon Power | HR-120W/17V | 120W Monocrystalline Module | N | 107.8
1230 | Jiangyin Hareon Power | HR-125W/17V | 125W Monocrystalline Module | N | 112.4
1231 | Jiangyin Hareon Power | HR-160W/24V | 160W Monocrystalline Module | N | 143.5
1232 | Jiangyin Hareon Power | HR-165W/24V | 165W Monocrystalline Module | N | 148
1233 | Jiangyin Hareon Power | HR-170W/24V | 170W Monocrystalline Module | N | 152.6
1234 | Jiangyin Hareon Power | HR-175W/24V | 175W Monocrystalline Module | N | 156.1
1235 | Jiangyin Hareon Power | HR-180W/24V | 180W Monocrystalline Module | N | 160.7
1236 | Jiangyin Hareon Power | HR-185W/24V | 185W Monocrystalline Module | N | 165.3
1237 | Jiangyin Hareon Power | HR-200W/18V | 200W Polycrystalline Module | N | 179.8
1238 | Jiangyin Hareon Power | HR-205W/18V | 205W Polycrystalline Module | N | 184.4
1239 | Jiangyin Hareon Power | HR-210W/18V | 210W Polycrystalline Module | N | 189
1240 | Jiangyin Hareon Power | HR-215W/18V | 215W Polycrystalline Module | N | 193.6
1241 | Jiangyin Hareon Power | HR-220W/18V | 220W Polycrystalline Module | N | 198.2
1242 | Jiangyin Jetion Science and Technology | JT175SAb | 175W Monocrystalline Module | N | 153.9
1243 | Jiangyin Jetion Science and Technology | JT180SAb | 180W Monocrystalline Module | N | 158.5
1244 | Jiangyin Jetion Science and Technology | JT185SAb | 185W Monocrystalline Module | N | 163
1245 | Jiangyin Jetion Science and Technology | JT210PCe | 210W Polycrystalline Module | N | 184.1
1246 | Jiangyin Jetion Science and Technology | JT215PCe | 215W Polycrystalline Module | N | 188.6
1247 | Jiangyin Jetion Science and Technology | JT220PCe | 220W Polycrystalline Module | N | 193.2
1248 | Jiangyin Jetion Science and Technology | JT225PCe | 225W Polycrystalline Module | N | 197.7
1249 | Jiangyin Jetion Science and Technology | JT230PCe | 230W Polycrystalline Module | N | 202.2
1250 | Jiangyin Jetion Science and Technology | JT235PCe | 235W Polycrystalline Module | N | 210.4
1251 | Jiangyin Jetion Science and Technology | JT240PCe | 240W Polycrystalline Module | N | 215
1252 | Jingao Solar | JAM5(L)-175 | 175W Monocrystalline Module | N | 153.4
1253 | Jingao Solar | JAM5(L)-180 | 180W Monocrystalline Module | N | 158
1254 | Jingao Solar | JAM5(L)-185 | 185W Monocrystalline Module | N | 162.5
1255 | Jingao Solar | JAM6-200 | 200W Monocrystalline Module | N | 179.5
1256 | Jingao Solar | JAP6-200 | 200W Polycrystalline Module | N | 178.8
1257 | Jingao Solar | JAM6-205 | 205W Monocrystalline Module | N | 184.1
1258 | Jingao Solar | JAP6-205 | 205W Polycrystalline Module | N | 183.4
1259 | Jingao Solar | JAM6-210 | 210W Monocrystalline Module | N | 188.7
1260 | Jingao Solar | JAP6-210 | 210W Polycrystalline Module | N | 187.9
1261 | Jingao Solar | JAM6-215 | 215W Monocrystalline Module | N | 193.3
1262 | Jingao Solar | JAP6-215 | 215W Polycrystalline Module | N | 192.5
1263 | Jingao Solar | JAM6-220 | 220W Monocrystalline Module | N | 197.9
1264 | Jingao Solar | JAP6-220 | 220W Polycrystalline Module | N | 197.1
1265 | Jingao Solar | JAM6-225 | 225W Monocrystalline Module | N | 202.5
1266 | Jingao Solar | JAP6-225 | 225W Polycrystalline Module | N | 201.7
1267 | Jingao Solar | JAM6-230 | 230W Monocrystalline Module | N | 207.1
1268 | Jingao Solar | JAP6-230 | 230W Polycrystalline Module | N | 206.3
1269 | Jingao Solar | JAM6-235 | 235W Monocrystalline Module | N | 211.7
1270 | Jingao Solar | JAP6-235 | 235W Polycrystalline Module | N | 210.9
1271 | Jingao Solar | JAM6-240 | 240W Monocrystalline Module | N | 216.3
1272 | Jingao Solar | JAP6-240 | 240W Polycrystalline Module | N | 215.5
1273 | Jinko Solar | JKM175M-72 | 175W Monocrystalline Module | N | 154.8
1274 | Jinko Solar | JKM180M-72 | 180W Monocrystalline Module | N | 159.3
1275 | Jinko Solar | JKM185M-72 | 185W Monocrystalline Module | N | 163.9
1276 | Jinko Solar | JKM220M-60 | 220W Monocrystalline Module | N | 184.5
1277 | Jinko Solar | JKM220P-60 | 220W Polycrystalline Module | N | 187
1278 | Jinko Solar | JKM225M-60 | 225W Monocrystalline Module | N | 188.9
1279 | Jinko Solar | JKM225P-60 | 225W Polycrystalline Module | N | 191.4
1280 | Jinko Solar | JKM230M-60 | 230W Monocrystalline Module | N | 193.3
1281 | Jinko Solar | JKM230P-60 | 230W Polycrystalline Module | N | 195.8
1282 | Jinko Solar | JKM235M-60 | 235W Monocrystalline Module | N | 197.7
1283 | Jinko Solar | JKM235P-60 | 235W Polycrystalline Module | N | 200.3
1284 | Jinko Solar | JKM240M-60 | 240W Monocrystalline Module | N | 202.1
1285 | Jinko Solar | JKM240P-60 | 240W Polycrystalline Module | N | 204.7
1286 | Juli New Energy | JLS155M | 155W Monocrystalline Module | N | 132.6
1287 | Juli New Energy | JLS160M | 160W Monocrystalline Module | N | 137
1288 | Juli New Energy | JLS165M | 165W Monocrystalline Module | N | 141.5
1289 | Juli New Energy | JLS170M | 170W Monocrystalline Module | N | 148.6
1290 | Juli New Energy | JLS175M | 175W Monocrystalline Module | N | 153.1
1291 | Juli New Energy | JLS180M | 180W Monocrystalline Module | N | 157.6
1292 | Juli New Energy | JLS200M | 200W Monocrystalline Module | N | 177.8
1293 | Juli New Energy | JLS205M | 205W Monocrystalline Module | N | 182.4
1294 | Juli New Energy | JLS210M | 210W Monocrystalline Module | N | 187
1295 | Juli New Energy | JLS215P | 215W Polycrystalline Module | N | 188.6
1296 | Juli New Energy | JLS220P | 220W Polycrystalline Module | N | 191.5
1297 | Juli New Energy | JLS225P | 225W Polycrystalline Module | N | 196
1298 | Juli New Energy | JLS230P | 230W Polycrystalline Module | N | 200.5
1299 | Jumao Photonic (Xiamen) | JMP-85W-S5-G | 85W Monocrystalline Module | N | 72.6
1300 | Jumao Photonic (Xiamen) | JMP-160W-S5-G | 160W Monocrystalline Module | N | 134.8
1301 | Jumao Photonic (Xiamen) | JMP-170W-S5-G | 170W Monocrystalline Module | N | 143.5
1302 | Jumao Photonic (Xiamen) | JMP-210W-M6-G | 210W Polycrystalline Module | N | 187.4
1303 | Jumao Photonic (Xiamen) | JMP-215W-M6-G | 215W Polycrystalline Module | N | 192
1304 | Jumao Photonic (Xiamen) | JMP-220W-M6-G | 220W Polycrystalline Module | N | 196.6
1305 | Jumao Photonic (Xiamen) | JMP-225W-M6-G | 225W Polycrystalline Module | N | 201.1
1306 | Jumao Photonic (Xiamen) | JMP-230W-M6-G | 230W Polycrystalline Module | N | 205.7
1307 | Kaneka | G-SA060 | 60W a-Si Module | N | 57
1308 | Kaneka | GSA221 | 60W a-Si Module | N | 57
1309 | KD Solar | KD-20012A2 | 200W Polycrystalline Module | N | 176.5
1310 | KD Solar | KD-20013A2 | 200W Polycrystalline Module | N | 175.4
1311 | KD Solar | KD-20512A2 | 205W Polycrystalline Module | N | 181.1
1312 | KD Solar | KD-20513A2 | 205W Polycrystalline Module | N | 180
1313 | KD Solar | KD-21012A2 | 210W Polycrystalline Module | N | 185.6
1314 | KD Solar | KD-21013A2 | 210W Polycrystalline Module | N | 184.5
1315 | KD Solar | KD-21512A2 | 215W Polycrystalline Module | N | 190.2
1316 | KD Solar | KD-21513A2 | 215W Polycrystalline Module | N | 189
1317 | KD Solar | KD-22012A2 | 220W Polycrystalline Module | N | 195.8
1318 | KD Solar | KD-22013A2 | 220W Polycrystalline Module | N | 192.5
1319 | KD Solar | KD-22512A2 | 225W Polycrystalline Module | N | 200.3
1320 | KD Solar | KD-22513A2 | 225W Polycrystalline Module | N | 197
1321 | KD Solar | KD-23012A2 | 230W Polycrystalline Module | N | 204.9
1322 | KD Solar | KD-23013A2 | 230W Polycrystalline Module | N | 201.6
1323 | KD Solar | KD-23512A2 | 235W Polycrystalline Module | N | 209.5
1324 | KD Solar | KD-24012A2 | 240W Polycrystalline Module | N | 214.1
1325 | Kenmec Mechanical Engineering | TKSE-13001 | 130W Polycrystalline Module | N | 116.5
1326 | Kenmec Mechanical Engineering | TKSE-13501 | 135W Polycrystalline Module | N | 121.1
1327 | Kenmec Mechanical Engineering | TKSE-14001 | 140W Polycrystalline Module | N | 125.7
1328 | Kenmec Mechanical Engineering | TKSE-14501 | 145W Polycrystalline Module | N | 130.3
1329 | Kenmec Mechanical Engineering | TKSD-15001 | 150W Polycrystalline Module | N | 134.5
1330 | Kenmec Mechanical Engineering | TKSD-15501 | 155W Polycrystalline Module | N | 139.1
1331 | Kenmec Mechanical Engineering | TKSD-16001 | 160W Polycrystalline Module | N | 143.7
1332 | Kenmec Mechanical Engineering | TKSD-16501 | 165W Polycrystalline Module | N | 148.3
1333 | Kenmec Mechanical Engineering | TKSD-17001 | 170W Polycrystalline Module | N | 152.9
1334 | Kenmec Mechanical Engineering | TKSC-17501 | 175W Polycrystalline Module | N | 157
1335 | Kenmec Mechanical Engineering | TKSC-18001 | 180W Polycrystalline Module | N | 161.6
1336 | Kenmec Mechanical Engineering | TKSC-18501 | 185W Polycrystalline Module | N | 166.2
1337 | Kenmec Mechanical Engineering | TKSC-19001 | 190W Polycrystalline Module | N | 170.8
1338 | Kenmec Mechanical Engineering | TKSC-19501 | 195W Polycrystalline Module | N | 175.4
1339 | Kenmec Mechanical Engineering | TKSB-20001 | 200W Polycrystalline Module | N | 179.5
1340 | Kenmec Mechanical Engineering | TKSB-20501 | 205W Polycrystalline Module | N | 184.1
1341 | Kenmec Mechanical Engineering | TKSB-21001 | 210W Polycrystalline Module | N | 188.7
1342 | Kenmec Mechanical Engineering | TKSB-21501 | 215W Polycrystalline Module | N | 193.3
1343 | Kenmec Mechanical Engineering | TKSB-22001 | 220W Polycrystalline Module | N | 197.9
1344 | Kenmec Mechanical Engineering | TKSA-22501 | 225W Polycrystalline Module | N | 202
1345 | Kenmec Mechanical Engineering | TKSA-23001 | 230W Polycrystalline Module | N | 206.6
1346 | Kenmec Mechanical Engineering | TKSA-23501 | 235W Polycrystalline Module | N | 211.2
1347 | Kenmec Mechanical Engineering | TKSA-24001 | 240W Polycrystalline Module | N | 215.9
1348 | Kenmos Photovoltaic | aTT-50W-02 | 50W Thin Film Dual Junction a-Si Module | N | 44.3
1349 | Kinmac Solar | LPS-6P6A-220-B | 220W Polycrystalline Module | N | 197.7
1350 | Kinmac Solar | LPS-6P6A-225-B | 225W Polycrystalline Module | N | 202.3
1351 | Kinmac Solar | LPS-6P6A-230-B | 230W Polycrystalline Module | N | 207
1352 | Kinmac Solar | LPS-6P6A-235-B | 235W Polycrystalline Module | N | 211.6
1353 | Kinmac Solar | LPS-6P6A-240-B | 240W Polycrystalline Module | N | 216.2
1354 | Kinve Solar Power | KV170-72M | 170W Monocrystalline Module | N | 147.3
1355 | Kinve Solar Power | KV175-72M | 175W Monocrystalline Module | N | 151.8
1356 | Kinve Solar Power | KV180-72M | 180W Monocrystalline Module | N | 156.2
1357 | KISCO | S91E | 91W a-Si Thin Film Module | N | 85.8
1358 | KISCO | S92E | 92W a-Si Thin Film Module | N | 86.8
1359 | KISCO | S93E | 93W a-Si Thin Film Module | N | 87.7
1360 | KISCO | S94E | 94W a-Si Thin Film Module | N | 88.7
1361 | KISCO | S95E | 95W a-Si Thin Film Module | N | 89.6
1362 | KISCO | S96E | 96W a-Si Thin Film Module | N | 90.6
1363 | KISCO | S97E | 97W a-Si Thin Film Module | N | 91.5
1364 | KISCO | S98E | 98W a-Si Thin Film Module | N | 92.5
1365 | KISCO | S99E | 99W a-Si Thin Film Module | N | 93.4
1366 | KISCO | S100E | 100W a-Si Thin Film Module | N | 94.4
1367 | KISCO | S101E | 101W a-Si Thin Film Module | N | 95.3
1368 | Kyocera Solar | SU53BU | 53W Polycrystalline Module, Deep Blue | Y | 41.6
1369 | Kyocera Solar | KC130GT | 130W Polycrystalline Module, High Efficiency, Deep Blue | N | 114.2
1370 | Kyocera Solar | KC130TM | 130W Polycrystalline Module, High Efficiency, Deep Blue | N | 114.2
1371 | Kyocera Solar | KD130GX-L | 130W Polycrystalline Module, High Efficiency, Deep Blue | N | 117.5
1372 | Kyocera Solar | KD130GX-LFBS | 130W Polycrystalline Module | N | 115.8
1373 | Kyocera Solar | KD130GX-LP | 130W Polycrystalline Module, High Efficiency, Deep Blue | N | 117.5
1374 | Kyocera Solar | KD135GX-L | 135W Polycrystalline Module, High Efficiency, Deep Blue | N | 122.2
1375 | Kyocera Solar | KD135GX-LFBS | 135W Polycrystalline Module | N | 120.3
1376 | Kyocera Solar | KD135GX-LP | 135W Polycrystalline Module, High Efficiency, Deep Blue | N | 122.2
1377 | Kyocera Solar | KD135GX-LPU | 135W Polycrystalline Module, High Efficiency, Deep Blue | N | 122.2
1378 | Kyocera Solar | KD140GX-LFBS | 140W Polycrystalline Module | N | 124.9
1379 | Kyocera Solar | KC175GT | 175W Polycrystalline Module, High Efficiency, Deep Blue | N | 153.6
1380 | Kyocera Solar | KD180GX-L | 180W Polycrystalline Module, High Efficiency, Deep Blue | N | 162.5
1381 | Kyocera Solar | KD180GX-LFBS | 180W Polycrystalline Module | N | 160.5
1382 | Kyocera Solar | KD180GX-LP | 180W Polycrystalline Module, High Efficiency, Deep Blue | N | 162.5
1383 | Kyocera Solar | KD185GX-LFBS | 185W Polycrystalline Module | N | 165.1
1384 | Kyocera Solar | KD185GX-LPU | 185W Polycrystalline Module, High Efficiency, Deep Blue | N | 167.1
1385 | Kyocera Solar | KD190GX-LFBS | 190W Polycrystalline Module | N | 169.7
1386 | Kyocera Solar | KC200GT | 200W Polycrystalline Module, High Efficiency, Deep Blue | N | 175.7
1387 | Kyocera Solar | KD200GX-LPU | 200W Polycrystalline Module, High Efficiency, Deep Blue | N | 180.5
1388 | Kyocera Solar | KD205GX-L | 205W Polycrystalline Module, High Efficiency, Deep Blue | N | 185.2
1389 | Kyocera Solar | KD205GX-LFBS | 205W Polycrystalline Module | N | 185.3
1390 | Kyocera Solar | KD205GX-LP | 205W Polycrystalline Module, High Efficiency, Deep Blue | N | 185.2
1391 | Kyocera Solar | KD205GX-LPU | 205W Polycrystalline Module, High Efficiency, Deep Blue | N | 185.2
1392 | Kyocera Solar | KD210GX-L | 210W Polycrystalline Module, High Efficiency, Deep Blue | N | 189.8
1393 | Kyocera Solar | KD210GX-LFBS | 210W Polycrystalline Module | N | 190
1394 | Kyocera Solar | KD210GX-LP | 210W Polycrystalline Module, High Efficiency, Deep Blue | N | 189.8
1395 | Kyocera Solar | KD210GX-LPU | 210W Polycrystalline Module, High Efficiency, Deep Blue | N | 189.8
1396 | Kyocera Solar | KD215GX-LFBS | 215W Polycrystalline Module | N | 194.6
1397 | Kyocera Solar | KD215GX-LPU | 215W Polycrystalline Module, High Efficiency, Deep Blue | N | 194.4
1398 | Kyocera Solar | KD225GX-LFB | 225W Polycrystalline Module | N | 203.3
1399 | Kyocera Solar | KD225GX-LPB | 225W Polycrystalline Module | N | 200.2
1400 | Kyocera Solar | KD230GX-LFB | 230W Polycrystalline Module | N | 208
1401 | Kyocera Solar | KD230GX-LPB | 230W Polycrystalline Module | N | 204.8
1402 | Kyocera Solar | KD235GX-LFB | 235W Polycrystalline Module | N | 212.6
1403 | Kyocera Solar | KD235GX-LPB | 235W Polycrystalline Module | N | 209.4
1404 | Kyocera Solar | KD240GX-LFB | 240W Polycrystalline Module | N | 217.3
1405 | Kyung Won | KWL-210 S | 210W Monocrystalline Module | N | 184.1
1406 | Kyung Won | KWL-220 S | 220W Monocrystalline Module | N | 193.2
1407 | Kyung Won | KWL-230 S | 230W Monocrystalline Module | N | 201
1408 | Kyung Won | KWL-240 S | 240W Monocrystalline Module | N | 210.1
1409 | Kyung Won | KWL-250 S | 250W Monocrystalline Module | N | 219.1
1410 | LDK Solar | LDK-170D-24 | 170W Monocrystalline Module | N | 148.2
1411 | LDK Solar | LDK-175D-24 | 175W Monocrystalline Module | N | 152.7
1412 | LDK Solar | LDK-180D-24 | 180W Monocrystalline Module | N | 157.2
1413 | LDK Solar | LDK-190P-18 | 190W Polycrystalline Module | N | 166.2
1414 | LDK Solar | LDK-200P-18 | 200W Polycrystalline Module | N | 175.2
1415 | LDK Solar | LDK-210P-18 | 210W Polycrystalline Module | N | 184.3
1416 | LDK Solar | LDK-210P-20 | 210W Polycrystalline Module | N | 183
1417 | LDK Solar | LDK-220D-20 | 220W Monocrystalline Module | N | 189.7
1418 | LDK Solar | LDK-220P-20 | 220W Polycrystalline Module | N | 192
1419 | LDK Solar | LDK-230D-20 | 230W Monocrystalline Module | N | 198.6
1420 | LDK Solar | LDK-230P-20 | 230W Polycrystalline Module | N | 201
1421 | LDK Solar | LDK-240D-20 | 240W Monocrystalline Module | N | 207.6
1422 | LDK Solar | LDK-260P-24 | 260W Polycrystalline Module | N | 228
1423 | LDK Solar | LDK-270P-24 | 270W Polycrystalline Module | N | 237
1424 | LDK Solar | LDK-280P-24 | 280W Polycrystalline Module | N | 246.1
1425 | LG Electronics Solar Cell Division | LG210P1W-G1 | 210W Polycrystalline Module | N | 188.9
1426 | LG Electronics Solar Cell Division | LG215P1W | 215W Polycrystalline Module | N | 191
1427 | LG Electronics Solar Cell Division | LG215P1W-G1 | 215W Polycrystalline Module | N | 193.5
1428 | LG Electronics Solar Cell Division | LG220P1W | 220W Polycrystalline Module | N | 195.5
1429 | LG Electronics Solar Cell Division | LG220P1W-G1 | 220W Polycrystalline Module | N | 198.1
1430 | LG Electronics Solar Cell Division | LG225P1W | 225W Polycrystalline Module | N | 200.1
1431 | LG Electronics Solar Cell Division | LG225P1W-G1 | 225W Polycrystalline Module | N | 202.8
1432 | LG Electronics Solar Cell Division | LG230P1W | 230W Polycrystalline Module | N | 204.7
1433 | LG Electronics Solar Cell Division | LG230P1W-G1 | 230W Polycrystalline Module | N | 207.4
1434 | LG Electronics Solar Cell Division | LG235P1W | 235W Polycrystalline Module | N | 209.2
1435 | Lifeline Energy | LF-235WP-US | 235W Monocrystalline Module | N | 205.1
1436 | Lifeline Energy | LF-240WP-US | 240W Monocrystalline Module | N | 209.6
1437 | Lifeline Energy | LF-245WP-US | 245W Monocrystalline Module | N | 214.1
1438 | Lifeline Energy | LF-250WP-US | 250W Monocrystalline Module | N | 218.6
1439 | Lifeline Energy International | LF-165WP | 165W Monocrystalline Module | N | 147.3
1440 | Lifeline Energy International | LF-170WP | 170W Monocrystalline Module | N | 151.8
1441 | Lifeline Energy International | LF-175WP | 175W Monocrystalline Module | N | 156.4
1442 | Lifeline Energy International | LF-180WP | 180W Monocrystalline Module | N | 161
1443 | Lifeline Energy International | LF-200WP | 200W Polycrystalline Module | N | 175.9
1444 | Lifeline Energy International | LF-210WP | 210W Polycrystalline Module | N | 184.9
1445 | Lifeline Energy International | LF-220WP | 220W Polycrystalline Module | N | 194
1446 | Lifeline Energy International | LF-230WP | 230W Polycrystalline Module | N | 203.1
1447 | Lifeline Energy International | LF-240WP | 240W Polycrystalline Module | N | 211.7
1448 | Lifeline Energy International | LF-250WP | 250W Polycrystalline Module | N | 220.7
1449 | Lifeline Energy International | LF-260WP | 260W Polycrystalline Module | N | 229.8
1450 | Lifeline Energy International | LF-270WP | 270W Polycrystalline Module | N | 238.9
1451 | Lifeline Energy International | LF-280WP | 280W Polycrystalline Module | N | 248
1452 | Lifeline Energy USA | LFUS-200-p | 200W Polycrystalline Module | N | 173.1
1453 | Lifeline Energy USA | LFUS-205-p | 205W Polycrystalline Module | N | 177.6
1454 | Ligitek Photovoltaic | LG052BB00 | 52W Polycrystalline Module | Y | 41.2
1455 | Ligitek Photovoltaic | LM175AA00 | 175W Monocrystalline Module | N | 157.5
1456 | Ligitek Photovoltaic | LM175BB00 | 175W Polycrystalline Module | N | 156
1457 | Ligitek Photovoltaic | LM180AA00 | 180W Monocrystalline Module | N | 162.1
1458 | Ligitek Photovoltaic | LM180BB00 | 180W Polycrystalline Module | N | 160.6
1459 | Ligitek Photovoltaic | LM185AA00 | 185W Monocrystalline Module | N | 166.7
1460 | Ligitek Photovoltaic | LM185BB00 | 185W Polycrystalline Module | N | 165.2
1461 | Ligitek Photovoltaic | LM210BB00 | 210W Polycrystalline Module | N | 187.1
1462 | Ligitek Photovoltaic | LM215BB00 | 215W Polycrystalline Module | N | 191.6
1463 | Ligitek Photovoltaic | LM220BB00 | 220W Polycrystalline Module | N | 196.2
1464 | Ligitek Photovoltaic | LM225BB00 | 225W Polycrystalline Module | N | 200.8
1465 | Ligitek Photovoltaic | LM230BB00 | 230W Polycrystalline Module | N | 205.4
1466 | Ligitek Photovoltaic | LM235BB00 | 235W Polycrystalline Module | N | 210
1467 | Ligitek Photovoltaic | LM240BB00 | 240W Polycrystalline Module | N | 214.6
1468 | Ligitek Photovoltaic | LM265BB02 | 265W Polycrystalline Module | N | 236.3
1469 | Ligitek Photovoltaic | LM270BB02 | 270W Polycrystalline Module | N | 240.9
1470 | Ligitek Photovoltaic | LM275BB02 | 275W Polycrystalline Module | N | 245.5
1471 | Ligitek Photovoltaic | LM280BB02 | 280W Polycrystalline Module | N | 250.1
1472 | Ligitek Photovoltaic | LM285BB02 | 285W Polycrystalilne Module | N | 254.7
1473 | Lumeta | LPP400A | 400W Monocrystalline Module | Y | 326.9
1474 | Lumos | LS185-72M | 185W Monocrystalline Module | N | 165.6
1475 | Lumos | LS220-60M | 220W Monocrystalline Module | N | 198.8
1476 | Lumos | SST220-60P | 220W Polycrystalline Module | N | 195.5
1477 | Lumos | LS225-60M | 225W Monocrystalline Module | N | 203.4
1478 | Lumos | SST225-60P | 225W Polycrystalline Module | N | 200.1
1479 | Lumos | LS230-60M | 230W Monocrystalline Module | N | 208
1480 | Lumos | SST230-60P | 230W Polycrystalline Module | N | 204.7
1481 | Lumos | LS235-60M | 235W Monocrystalline Module | N | 212.6
1482 | Lumos | SST235-60P | 235W Polycrystalline Module | N | 209.2
1483 | Lumos | LS240-60M | 240W Monocrystalline Module | N | 217.3
1484 | Lumos | SST240-60P | 240W Polycrystalline Module | N | 213.8
1485 | Lumos | LS245-60M | 245W Monocrystalline Module | N | 221.9
1486 | Lumos | LS250-60M | 250W Monocrystalline Module | N | 226.6
1487 | Lumos | LS265-72M | 265W Monocrystalline Module | N | 239.5
1488 | Lumos | LS270-72M | 270W Monocrystalline Module | N | 244.1
1489 | Lumos | LS275-72M | 275W Monocrystalline Module | N | 248.7
1490 | Lumos | SST275-72P | 275W Polycrystalline Module | N | 241.6
1491 | Lumos | LS280-72M | 280W Monocrystalline Module | N | 253.4
1492 | Lumos | SST280-72P | 280W Polycrystalline Module | N | 246.1
1493 | Lumos | LS285-72M | 285W Monocrystalline Module | N | 258
1494 | Lumos | SST285-72P | 285W Polycrystalline Module | N | 250.6
1495 | Lumos | SST290-72M | 290W Monocrystalline Module | N | 253.5
1496 | Lumos | SST290-72P | 290W Polycrystalline Module | N | 255.2
1497 | Lumos | SST295-72M | 295W Monocrystalline Module | N | 258.1
1498 | Lumos | SST300-72M | 300W Monocrystalline Module | N | 262.6
1499 | MAGE Solar | Powertec Plus 170/5 ME | 170W Monocrystalline Module | N | 151
1500 | MAGE Solar | Powertec Plus 170/5 MH | 170W Monocrystalline Module | N | 152.6
1501 | MAGE Solar | Powertec Plus 175/5 ME | 175W Monocrystalline Module | N | 155.6
1502 | MAGE Solar | Powertec Plus 175/5 MH | 175W Monocrystalline Module | N | 156.1
1503 | MAGE Solar | Powertec Plus 175/5MJ | 175W Monocrystalline Module | N | 153.9
1504 | MAGE Solar | Powertec Plus 180/5 ME | 180W Monocrystalline Module | N | 160.1
1505 | MAGE Solar | Powertec Plus 180/5 MH | 180W Monocrystalline Module | N | 160.7
1506 | MAGE Solar | Powertec Plus 180/5MI | 180W Monocrystalline Module | N | 159.3
1507 | MAGE Solar | Powertec Plus 180/5MJ | 180W Monocrystalline Module | N | 158.5
1508 | MAGE Solar | Powertec Plus 185/5 MH | 185W Monocrystalline Module | N | 165.3
1509 | MAGE Solar | Powertec Plus 185/5MI | 185W Monocrystalline Module | N | 163.9
1510 | MAGE Solar | Powertec Plus 185/5MJ | 185W Monocrystalline Module | N | 163
1511 | MAGE Solar | Powertec Plus 190/5MI | 190W Monocrystalline Module | N | 163.9
1512 | MAGE Solar | Powertec Plus 220/6 PH | 220W Polycrystalline Module | N | 198.2
1513 | MAGE Solar | Powertec Plus 220/6PI | 220W Polycrystalline Module | N | 187
1514 | MAGE Solar | Powertec Plus 220/6PJ | 220W Polycrystalline Module | N | 193.2
1515 | MAGE Solar | Powertec Plus 225/6PI | 225W Polycrystalline Module | N | 191.4
1516 | MAGE Solar | Powertec Plus 225/6PJ | 225W Polycrystalline Module | N | 197.7
1517 | MAGE Solar | Powertec Plus 230/6MI | 230W Monocrystalline Module | N | 193.3
1518 | MAGE Solar | Powertec Plus 230/6PI | 230W Polycrystalline Module | N | 195.8
1519 | MAGE Solar | Powertec Plus 230/6PJ | 230W Polycrystalline Module | N | 202.2
1520 | MAGE Solar | Powertec Plus 235/6MI | 235W Monocrystalline Module | N | 197.7
1521 | MAGE Solar | Powertec Plus 235/6PJ | 235W Polycrystalline Module | N | 210.4
1522 | MAGE Solar | Powertec Plus 240/6MI | 240W Monocrystalline Module | N | 202.1
1523 | MAGE Solar | Powertec Plus 240/6PJ | 240W Polycrystalline Module | N | 215
1524 | Martifer Solar | MTS225P | 225W Polycrystalline Module | N | 196.2
1525 | MiaSole | MR-107 | 107W Thin Film CIGS Module | N | 93.5
1526 | Mitsubishi Electric | PV-EE120MF5F | 120W Polycrystalline Module, Lead-Free Solder | N | 108.7
1527 | Mitsubishi Electric | PV-EE125MF5F | 125W Polycrystalline Module, Lead-Free Solder | N | 112.4
1528 | Mitsubishi Electric | PV-EE130MF5F | 130W Polycrystalline Module, Lead-Free Solder | N | 117
1529 | Mitsubishi Electric | PV-MF160EB4 | 160W Polycrystalline Module, Lead-Free Solder, MC Connectors | N | 141.6
1530 | Mitsubishi Electric | PV-MF165EB4 | 165W Polycrystalline Module, Lead-Free Solder, MC Connectors | N | 146.1
1531 | Mitsubishi Electric | PV-MF170EB3 | 170W Polycrystalline Module, Lead-Free Solder, MC Connectors | N | 150.7
1532 | Mitsubishi Electric | PV-MF170EB4 | 170W Polycrystalline Module, Lead-Free Solder, MC Connectors | N | 150.7
1533 | Mitsubishi Electric | PV-MF170UD4 | 170W Polycrystalline Module, Lead-Free Solder, MC Connectors | N | 151.6
1534 | Mitsubishi Electric | PV-UD170MF5 | 170W Polycrystalline Module, Lead-Free Solder, MC Connectors | N | 150.9
1535 | Mitsubishi Electric | PV-MF175UD4 | 175W Polycrystalline Module, Lead-Free Solder, MC Connectors | N | 156.1
1536 | Mitsubishi Electric | PV-UD175MF5 | 175W Polycrystalline Module, Lead-Free Solder, MC Connectors | N | 157
1537 | Mitsubishi Electric | PV-MF180UD4 | 180W Polycrystalline Module, Lead-Free Solder, MC Connectors | N | 160.7
1538 | Mitsubishi Electric | PV-UD180MF5 | 180W Polycrystalline Module, Lead-Free Solder, MC Connectors | N | 161.6
1539 | Mitsubishi Electric | PV-UD185MF5 | 185W Polycrystalline Module, Lead-Free Solder, MC Connectors | N | 166.2
1540 | Mitsubishi Electric | PV-UD190MF5 | 190W Polycrystalline Module, Lead-Free Solder, MC Connectors | N | 169.8
1541 | Mitsubishi Electric | PV-UJ212G6 | 212W Polycrystalline Modue, Lead-Free Solder, MC Connectors | N | 194.5
1542 | Mitsubishi Electric | PV-UJ218G6 | 218W Polycrystalline Modue, Lead-Free Solder, MC Connectors | N | 200.1
1543 | Mitsubishi Electric | PV-UJ220GA6 | 220W Polycrystalline Modue, Lead-Free Solder, MC Connectors | N | 198.6
1544 | Mitsubishi Electric | PV-UJ224G6 | 224W Polycrystalline Modue, Lead-Free Solder, MC Connectors | N | 205.7
1545 | Mitsubishi Electric | PV-UJ225GA6 | 225W Polycrystalline Modue, Lead-Free Solder, MC Connectors | N | 203.2
1546 | Mitsubishi Electric | PV-UJ230GA6 | 230W Polycrystalline Modue, Lead-Free Solder, MC Connectors | N | 207.8
1547 | Mitsubishi Electric | PV-UJ235GA6 | 235W Polycrystalline Modue, Lead-Free Solder, MC Connectors | N | 212.4
1548 | Moser Baer Photovoltaic | MBPV CAAP 210 | 210W Polycrystalline Module | N | 186.5
1549 | Moser Baer Photovoltaic | MBPV CAAP BB 210W | 210W Polycrystalline Module | N | 188.3
1550 | Moser Baer Photovoltaic | MBPV CAAP 215W | 215W Polycrystalline Module | N | 191.4
1551 | Moser Baer Photovoltaic | MBPV CAAP BB 215W | 215W Polycrystalline Module | N | 192.9
1552 | Moser Baer Photovoltaic | MBPV CAAP 220 | 220W Polycrystalline Module | N | 195.6
1553 | Moser Baer Photovoltaic | MBPV CAAP BB 220W | 220W Polycrystalline Module | N | 197.5
1554 | Moser Baer Photovoltaic | MBPV CAAP BB 225W | 225W Polycrystalline Module | N | 202.1
1555 | Moser Baer Photovoltaic | MBPV CAAP BB 230W | 230W Polycrystalline Module | N | 206.7
1556 | Motech Americas | GEPVp-200-M | 200W Polycrystalline Module | N | 173.1
1557 | Motech Americas | GEPVp-205-M | 205W Polycrystalline Module | N | 177.6
1558 | Motech Americas | GEPVp-210-M | 210W Polycrystalline Module | N | 184.3
1559 | Nanjing Daqo New Energy | DQ180MFAb | 180W Monocrystalline Module | N | 153.9
1560 | Nanjing Daqo New Energy | DQ185MFAb | 185W Monocrystalline Module | N | 158.4
1561 | Nanjing Daqo New Energy | DQ190MFAb | 190W Monocrystalline Module | N | 162.8
1562 | Nanjing Daqo New Energy | DQ190PSBb | 190W Polycrystalline Module | N | 169.7
1563 | Nanjing Daqo New Energy | DQ195PSBb | 195W Polycrystalline Module | N | 174.3
1564 | Nanjing Daqo New Energy | DQ200PSBb | 200W Polycrystalline Module | N | 178.9
1565 | Nanjing Daqo New Energy | DQ205PSBb | 205W Polycrystalline Module | N | 183.5
1566 | Nanjing Daqo New Energy | DQ210PSBb | 210W Polycrystalline Module | N | 188.1
1567 | Nanjing Daqo New Energy | DQ220PSCb | 220W Polycrystalline Module | N | 196.8
1568 | Nanjing Daqo New Energy | DQ225PSCb | 225W Polycrystalline Module | N | 201.4
1569 | Nanjing Daqo New Energy | DQ230PSCb | 230W Polycrystalline Module | N | 206
1570 | Nanjing Daqo New Energy | DQ235PSCb | 235W Polycrystalline Module | N | 210.6
1571 | Nanjing Daqo New Energy | DQ240PSCb | 240W Polycrystalline Module | N | 215.2
1572 | Nexpower Technology | NH-100UT_3A | 95W Thin Film a-Si Module | N | 90
1573 | NexPower Technology | NH-100UX 3A | 95W Thin Film a-Si Module | N | 90.7
1574 | Nexpower Technology | NH-100UT_4A | 100W Thin Film a-Si Module | N | 94.8
1575 | NexPower Technology | NH-100UX 4A | 100W Thin Film a-Si Module | N | 95.5
1576 | Nexpower Technology | NH-100UT_5A | 105W Thin Film a-Si Module | N | 99.5
1577 | NexPower Technology | NH-100UX 5A | 105W Thin Film a-Si Module | N | 100.3
1578 | Nexpower Technology | NH-100UT_6A | 110W Thin Film a-Si Module | N | 104.3
1579 | Nexpower Technology | NT-125UX | 125W Thin Film a-Si/uc-Si Module | N | 117.5
1580 | Nexpower Technology | NT-130UX | 130W Thin Film a-Si/uc-Si Module | N | 122.3
1581 | Nexpower Technology | NT-135UX | 135W Thin Film a-Si/uc-Si Module | N | 127
1582 | Next Solar Systems | NXT18m | 180W Monocrystalline Module, Black Frame, Black Backsheet | N | 164
1583 | Next Solar Systems | NXT20e | 200W Polycrystalline Module, Black Frame | N | 177.1
1584 | Ningbo Maxsolar | MP-150WP | 150W Monocrystalline Module | N | 131.7
1585 | Ningbo Maxsolar | MP-155WP | 155W Monocrystalline Module | N | 136.2
1586 | Ningbo Maxsolar | MP-160WP | 160W Monocrystalline Module | N | 140.7
1587 | Ningbo Maxsolar | MP-165WP | 165W Monocrystalline Module | N | 145.2
1588 | Ningbo Maxsolar | MP-170WP | 170W Monocrystalline Module | N | 149.7
1589 | Ningbo Maxsolar | MP-175WP | 175W Monocrystalline Module | N | 154.2
1590 | Ningbo Maxsolar | MP-180WP | 180W Monocrystalline Module | N | 158.8
1591 | Ningbo Qixin Solar Electrical Appliance | SL160UL-36M | 160W Monocrystalline Module | N | 143.3
1592 | Ningbo Qixin Solar Electrical Appliance | SL165UL-36M | 165W Monocrystalline Module | N | 147.9
1593 | Ningbo Qixin Solar Electrical Appliance | SL170UL-36M | 170W Monocrystalline Module | N | 152.5
1594 | Ningbo Qixin Solar Electrical Appliance | SL180UL-36M | 180W Monocrystalline Module | N | 161.7
1595 | Ningbo Qixin Solar Electrical Appliance | SL185UL-36M | 185W Monocrystalline Module | N | 166.3
1596 | Ningbo Qixin Solar Electrical Appliance | SL210UL-30P | 210W Polycrystalline Module | N | 188.1
1597 | Ningbo Qixin Solar Electrical Appliance | SL215UL-30P | 215W Polycrystalline Module | N | 192.6
1598 | Ningbo Qixin Solar Electrical Appliance | SL220UL-30P | 220W Polycrystalline Module | N | 197.2
1599 | Ningbo Qixin Solar Electrical Appliance | SL220UL-48M | 220W Monocrystalline Module | N | 195.5
1600 | Ningbo Qixin Solar Electrical Appliance | SL225UL-30P | 225W Polycrystalline Module | N | 201.8
1601 | Ningbo Qixin Solar Electrical Appliance | SL225UL-48M | 225W Monocrystalline Module | N | 200.1
1602 | Ningbo Qixin Solar Electrical Appliance | SL230UL-30P | 230W Polycrystalline Module | N | 206.4
1603 | Ningbo Qixin Solar Electrical Appliance | SL230UL-48M | 230W Monocrystalline Module | N | 204.7
1604 | Ningbo Qixin Solar Electrical Appliance | SL235UL-30P | 235W Polycrystalline Module | N | 211
1605 | Ningbo Qixin Solar Electrical Appliance | SL235UL-48M | 235W Monocrystalline Module | N | 209.2
1606 | Ningbo Qixin Solar Electrical Appliance | SL240UL-48M | 240W Monocrystalline Module | N | 213.8
1607 | Ningbo Qixin Solar Electrical Appliance | SL245UL-48M | 245W Monocrystalline Module | N | 218.4
1608 | Ningbo Qixin Solar Electrical Appliance | SL250UL-36M | 250W Monocrystalline Module | N | 222.1
1609 | Ningbo Qixin Solar Electrical Appliance | SL250UL-48M | 250W Monocrystalline Module | N | 223
1610 | Ningbo Qixin Solar Electrical Appliance | SL255UL-36M | 255W Monocrystalline Module | N | 226.7
1611 | Ningbo Qixin Solar Electrical Appliance | SL260UL-36M | 260W Monocrystalline Module | N | 231.6
1612 | Ningbo Qixin Solar Electrical Appliance | SL265UL-36M | 265W Monocrystalline Module | N | 236.1
1613 | Ningbo Qixin Solar Electrical Appliance | SL270UL-36M | 270W Monocrystalline Module | N | 240.7
1614 | Ningbo Qixin Solar Electrical Appliance | SL275UL-36M | 275W Monocrystalline Module | N | 245.3
1615 | Ningbo Qixin Solar Electrical Appliance | SL280UL-36M | 280W Monocrystalline Module | N | 249.9
1616 | Ningbo Solar Electric Power | TDB125x125-72-P 150W | 150W Monocrystalline Module | N | 133.2
1617 | Ningbo Solar Electric Power | TPB125x125-72-P 150W | 150W Polycrystalline Module | N | 135.1
1618 | Ningbo Solar Electric Power | TDB125x125-72-P 155W | 155W Monocrystalline Module | N | 137.7
1619 | Ningbo Solar Electric Power | TPB125x125-72-P 155W | 155W Polycrystalline Module | N | 139.7
1620 | Ningbo Solar Electric Power | TDB125x125-72-P 160W | 160W Monocrystalline Module | N | 142.3
1621 | Ningbo Solar Electric Power | TPB125x125-72-P 160W | 160W Polycrystalline Module | N | 144.3
1622 | Ningbo Solar Electric Power | TDB125x125-72-P 165W | 165W Monocrystalline Module | N | 146.8
1623 | Ningbo Solar Electric Power | TPB125x125-72-P 165W | 165W Polycrystalline Module | N | 149
1624 | Ningbo Solar Electric Power | TDB125x125-72-P 170W | 170W Monocrystalline Module | N | 151.4
1625 | Ningbo Solar Electric Power | TPB125x125-72-P 170W | 170W Polycrystalline Module | N | 153.6
1626 | Ningbo Solar Electric Power | TDB125x125-72-P 175W | 175W Monocrystalline Module | N | 155.9
1627 | Ningbo Solar Electric Power | TPB125x125-72-P 175W | 175W Polycrystalline Module | N | 158.2
1628 | Ningbo Solar Electric Power | TDB125x125-72-P 180W | 180W Monocrystalline Module | N | 160.5
1629 | Ningbo Solar Electric Power | TPB125x125-72-P 180W | 180W Polycrystalline Module | N | 162.8
1630 | Ningbo Solar Electric Power | TPB156x156-54-P 180W | 180W Polycrystalline Module | N | 160.6
1631 | Ningbo Solar Electric Power | TPB156x156-54-P 185W | 185W Polycrystalline Module | N | 165.2
1632 | Ningbo Solar Electric Power | TPB156x156-54-P 190W | 190W Polycrystalline Module | N | 169.8
1633 | Ningbo Solar Electric Power | TPB156x156-54-P 195W | 195W Polycrystalline Module | N | 174.3
1634 | Ningbo Solar Electric Power | TPB125x125-96-P 200W | 200W Polycrystalline Module | N | 175.7
1635 | Ningbo Solar Electric Power | TPB156x156-54-P 200W | 200W Polycrystalline Module | N | 178.9
1636 | Ningbo Solar Electric Power | TPB156x156-60-P 200W | 200W Polycrystalline Module | N | 178.5
1637 | Ningbo Solar Electric Power | TPB156x156-60-P 205W | 205W Polycrystalline Module | N | 183
1638 | Ningbo Solar Electric Power | TPB125x125-96-P 210W | 210W Polycrystalline Module | N | 184.7
1639 | Ningbo Solar Electric Power | TPB156x156-60-P 210W | 210W Polycrystalline Module | N | 187.6
1640 | Ningbo Solar Electric Power | TPB156x156-60-P 215W | 215W Polycrystalline Module | N | 192.2
1641 | Ningbo Solar Electric Power | TPB125x125-96-P 220W | 220W Polycrystalline Module | N | 193.7
1642 | Ningbo Solar Electric Power | TPB156x156-60-P 220W | 220W Polycrystalline Module | N | 196.8
1643 | Ningbo Solar Electric Power | TPB156x156-60-P 225W | 225W Polycrystalline Module | N | 201.4
1644 | Ningbo Solar Electric Power | TPB125x125-96-P 230W | 230W Polycrystalline Module | N | 202.8
1645 | Ningbo Solar Electric Power | TPB156x156-60-P 230W | 230W Polycrystalline Module | N | 206
1646 | Ningbo Solar Electric Power | TPB156x156-72-P 230W | 230W Polycrystalline Module | N | 205.1
1647 | Ningbo Solar Electric Power | TPB125x125-96-P 240W | 240W Polycrystalline Module | N | 211.9
1648 | Ningbo Solar Electric Power | TPB156x156-72-P 240W | 240W Polycrystalline Module | N | 214.2
1649 | Ningbo Solar Electric Power | TPB156x156-72-P 250W | 250W Polycrystalline Module | N | 223.3
1650 | Ningbo Solar Electric Power | TPB156x156-72-P 255W | 255W Polycrystalline Module | N | 227.9
1651 | Ningbo Solar Electric Power | TPB156x156-72-P 260W | 260W Polycrystalline Module | N | 232.5
1652 | Ningbo Solar Electric Power | TPB156x156-72-P 270W | 270W Polycrystalline Module | N | 241.7
1653 | Ningbo Solar Electric Power | TPB156x156-72-P 280W | 280W Polycrystalline Module | N | 250.9
1654 | Ningbo Ulica Solar Science & Technology | 165(35) D UL811x1581 | 165W Monocrystalline Module | N | 142.7
1655 | Ningbo Ulica Solar Science & Technology | 230(35) D UL997x1953 | 230W Monocrystalline Module | N | 201.8
1656 | Perfect Source Technology | PST 212GT | 212W Polycrystalline Module | N | 191
1657 | Perfect Source Technology | PST 218GT | 218W Polycrystalline Module | N | 196.6
1658 | Perfect Source Technology | PST 224GT | 224W Polycrystalline Module | N | 202.1
1659 | Perfect Source Technology | PST 230GT | 230W Polycrystalline Module | N | 207.6
1660 | Perfect Source Technology | PST 236GT | 236W Polycrystalline Module | N | 213.2
1661 | Perlight Solar | PLM-5B-175M | 175W Monocrystalline Module | N | 149.8
1662 | Perlight Solar | PLM-5B-185M | 185W Monocrystalline Module | N | 161.5
1663 | Perlight Solar | PLM-6B-220P | 220W Polycrystalline Module | N | 191.5
1664 | Perlight Solar | PLM-6B-230P | 230W Polycrystalline Module | N | 199.2
1665 | Phono Solar Technology | PS160M-24/F | 160W Monocrystalline Module | N | 145.1
1666 | Phono Solar Technology | PS165M-24/F | 165W Monocrystalline Module | N | 149.7
1667 | Phono Solar Technology | PS170M-24/F | 170W Monocrystalline Module | N | 154.4
1668 | Phono Solar Technology | PS180M-24/F | 180W Monocrystalline Module | N | 163.7
1669 | Phono Solar Technology | PS185M-24/F | 185W Monocrystalline Module | N | 168.3
1670 | Phono Solar Technology | PS190M-24/F | 190W Monocrystalline Module | N | 173
1671 | Phono Solar Technology | PS210M-20/U | 210W Monocrystalline Module | N | 189.7
1672 | Phono Solar Technology | PS210P-20/U | 210W Polycrystalline Module | N | 190.1
1673 | Phono Solar Technology | PS215M-20/U | 215W Monocrystalline Module | N | 194.3
1674 | Phono Solar Technology | PS215P-20/U | 215W Polycrystalline Module | N | 194.7
1675 | Phono Solar Technology | PS220M-20/U | 220W Monocrystalline Module | N | 199
1676 | Phono Solar Technology | PS220P-20/U | 220W Polycrystalline Module | N | 199.4
1677 | Phono Solar Technology | PS225M-20/U | 225W Monocrystalline Module | N | 203.6
1678 | Phono Solar Technology | PS225P-20/U | 225W Polycrystalline Module | N | 204
1679 | Phono Solar Technology | PS230M-20/U | 230W Monocrystalline Module | N | 208.2
1680 | Phono Solar Technology | PS230P-20/U | 230W Polycrystalline Module | N | 208.6
1681 | Phono Solar Technology | PS235M-20/U | 235W Monocrystalline Module | N | 212.8
1682 | Phono Solar Technology | PS235P-20/U | 235W Polycrystalline Module | N | 213.3
1683 | Phono Solar Technology | PS240M-20/U | 240W Monocrystalline Module | N | 217.5
1684 | Phono Solar Technology | PS240P-20/U | 240W Polycrystalline Module | N | 217.9
1685 | Polar Photovoltaics | TFSM-T-0 | 42W Thin Film Dual Junction a-Si Module | N | 38.7
1686 | Polar Photovoltaics | TFSM-T-1 | 44W Thin Film Dual Junction a-Si Module | N | 40.6
1687 | Polar Photovoltaics | TFSM-T-2 | 46W Thin Film Dual Junction a-Si Module | N | 42.4
1688 | Polar Photovoltaics | TFSM-T-3 | 48W Thin Film Dual Junction a-Si Module | N | 44.3
1689 | Polar Photovoltaics | TFSM-T-4 | 50W Thin Film Dual Junction a-Si Module | N | 46.1
1690 | Polar Photovoltaics | TFSM-T-5 | 52W Thin Film Dual Junction a-Si Module | N | 48
1691 | Powercom | PPV-115S6 | 115W Monocrystalline Module | N | 101.7
1692 | Powercom | PPV-120S6 | 120W Monocrystalline Module | N | 106.2
1693 | Powercom | PPV-125S6 | 125W Monocrystalline Module | N | 110.8
1694 | Powercom | PPV-130M6L | 126W Polycrystaline PV Module | N | 110.1
1695 | Powercom | PPV-145S6 | 145W Monocrystalline Module | N | 128.3
1696 | Powercom | PPV-150S6 | 150W Monocrystalline Module | N | 132.8
1697 | Powercom | PPV-155S6 | 155W Monocrystalline Module | N | 137.4
1698 | Powercom | PPV-180M6L | 178W Polycrystalline PV Module | N | 155.9
1699 | Powercom | PPV-180S6 | 180W Monocrystalline Module | N | 159.4
1700 | Powercom | PPV-185S6 | 185W Monocrystalline Module | N | 164
1701 | Powercom | PPV-190S6 | 190W Monocrystalline Module | N | 168.5
1702 | Powercom | PPV-210M6L | 210W Polycrystalline PV Module | N | 182.9
1703 | Powercom | PPV-230M6L | 223W Polycrystalline PV Module | N | 194.2
1704 | Powercom | PPV-225S6 | 225W Monocrystalline Module | N | 199.3
1705 | Powercom | PPV-230S6 | 230W Monocrystalline Module | N | 203.9
1706 | Powercom | PPV-235S6 | 235W Monocrystalline Module | N | 208.4
1707 | Powercom | PPV-260S6 | 260W Monocrystalline Module | N | 230.1
1708 | Powercom | PPV-265S6 | 265W Monocrystalline Module | N | 234.7
1709 | Powercom | PPV-270S6 | 270W Monocrystalline Module | N | 239.2
1710 | Powercom | PPV-275S6 | 275W Monocrystalline Module | N | 243.8
1711 | Powercom | PPV-285S6 | 285W Monocrystalline Module | N | 252.9
1712 | Powercom | PPV-290S6 | 290W Monocrystalline Module | N | 257.5
1713 | Q-Cells | QC-C05-215 | 215W Polycrystalline Module | N | 187.7
1714 | Q-Cells | QC-C05-220 | 220W Polycrystalline Module | N | 192.2
1715 | Q-Cells | QC-C05-225 | 225W Polycrystalline Module | N | 196.7
1716 | Q-Cells | QC-C05-230 | 230W Polycrystalline Module | N | 201.2
1717 | Q-Cells | QC-C05-235 | 235W Polycrystalline Module | N | 205.8
1718 | Quantum Technologies | QS 215W/60-156 AP 2BB | 215W Polycrystalline Module | N | 187.6
1719 | Quantum Technologies | QS 220W/60-156 AP 2BB | 220W Polycrystalline Module | N | 192.1
1720 | Quantum Technologies | QS 220W/60-156 SP 2BB | 220W Polycrystalline Module | N | 189.1
1721 | Quantum Technologies | QS 225W/60-156 AP 2BB | 225W Polycrystalline Module | N | 196.6
1722 | Quantum Technologies | QS 225W/60-156 SP 2BB | 225W Polycyrystalline Module | N | 193.5
1723 | Quantum Technologies | QS 225W/60-256 EM 3BB | 225W Monocrystalline Module | N | 192.4
1724 | Quantum Technologies | QS 230W/60-156 SP 2BB | 230W Polycrystalline Module | N | 198
1725 | REC ScanModule | SCM205 | 205W Polycrystalline Module | N | 178.6
1726 | REC ScanModule | SCM210 | 210W Polycrystalline Module | N | 183
1727 | REC ScanModule | SCM215 | 215W Polycrystalline Module | N | 187.5
1728 | REC ScanModule | SCM220 | 220W Polycrystalline Module | N | 192
1729 | REC ScanModule | SCM225 | 225W Polycrystalline Module | N | 196.5
1730 | REC Solar | REC205AE-US | 205W Polycrystalline Module, High Performance | N | 178.2
1731 | REC Solar | REC205AE-US (BLK) | 205W Polycrystalline Module, High Performance | N | 178.2
1732 | REC Solar | REC210AE-US | 210W Polycrystalline Module, High Performance | N | 182.7
1733 | REC Solar | REC210AE-US (BLK) | 210W Polycrystalline Module, High Performance | N | 182.7
1734 | REC Solar | REC215AE-US | 215W Polycrystalline Module, High Performance | N | 187.2
1735 | REC Solar | REC215AE-US (BLK) | 215W Polycrystalline Module, High Performance | N | 187.2
1736 | REC Solar | REC215PE | 215W Polycrystalline Module | N | 190.6
1737 | REC Solar | REC215PE (BLK) | 215W Polycrystalline Module | N | 190.6
1738 | REC Solar | REC215PE-US | 215W Polycrystalline Module | N | 190.6
1739 | REC Solar | REC215PE-US (BLK) | 215W Polycrystalline Module | N | 190.6
1740 | REC Solar | REC220AE-US | 220W Polycrystalline Module, High Performance | N | 191.7
1741 | REC Solar | REC220AE-US (BLK) | 220W Polycrystalline Module, High Performance | N | 191.7
1742 | REC Solar | REC220PE | 220W Polycrystalline Module | N | 195.2
1743 | REC Solar | REC220PE (BLK) | 220W Polycrystalline Module | N | 195.2
1744 | REC Solar | REC220PE-US | 220W Polycrystalline Module | N | 195.2
1745 | REC Solar | REC220PE-US (BLK) | 220W Polycrystalline Module | N | 195.2
1746 | REC Solar | REC225AE-US | 225W Polycrystalline Module, High Performance | N | 196.2
1747 | REC Solar | REC225AE-US (BLK) | 225W Polycrystalline Module, High Performance | N | 196.2
1748 | REC Solar | REC225PE | 225W Polycrystalline Module | N | 199.7
1749 | REC Solar | REC225PE (BLK) | 225W Polycrystalline Module | N | 199.7
1750 | REC Solar | REC225PE-US | 225W Polycrystalline Module | N | 199.7
1751 | REC Solar | REC225PE-US (BLK) | 225W Polycrystalline Module | N | 199.7
1752 | REC Solar | REC230AE-US | 230W Polycrystalline Module, High Performance | N | 200.7
1753 | REC Solar | REC230AE-US (BLK) | 230W Polycrystalline Module, High Performance | N | 200.7
1754 | REC Solar | REC230PE | 230W Polycrystalline Module | N | 204.3
1755 | REC Solar | REC230PE (BLK) | 230W Polycrystalline Module | N | 204.3
1756 | REC Solar | REC230PE-US | 230W Polycrystalline Module | N | 204.3
1757 | REC Solar | REC230PE-US (BLK) | 230W Polycrystalline Module | N | 204.3
1758 | REC Solar | REC235PE | 235W Polycrystalline Module | N | 208.8
1759 | REC Solar | REC235PE (BLK) | 235W Polycrystalline Module | N | 208.8
1760 | REC Solar | REC235PE-US | 235W Polycrystalline Module | N | 208.8
1761 | REC Solar | REC235PE-US (BLK) | 235W Polycrystalline Module | N | 208.8
1762 | Risen Energy | SYP-85S | 85W Monocrystalline Module | N | 72.5
1763 | Risen Energy | SYP-110S | 110W Monocrystalline Module | N | 94.8
1764 | Risen Energy | SYP-160S | 160W Monocrystalline Module | N | 137.8
1765 | Risen Energy | SYP-165S | 165W Monocrystalline Module | N | 142.2
1766 | Risen Energy | SYP-170S | 170W Monocrystalline Module | N | 146.6
1767 | Risen Energy | SYP-175S | 175W Monocrystalline Module | N | 151
1768 | Risen Energy | SYP-180S | 180W Monocrystalline Module | N | 155.5
1769 | Risen Energy | SYP-200S | 200W Monocrystalline Module | N | 169
1770 | Risen Energy | SYP-210S | 210W Monocrystalline Module | N | 177.7
1771 | Ritek | PM130 | 130W Polycrystalline Module | N | 115.4
1772 | Ritek | MM135 | 135W Monocrystalline Module | N | 120.9
1773 | Ritek | PM135 | 135W Polycrystalline Module | N | 119.9
1774 | Ritek | MM140 | 140W Monocrystalline Module | N | 125.4
1775 | Ritek | PM140 | 140W Polycrystalline Module | N | 124.5
1776 | Ritek | MM145 | 145W Monocrystalline Module | N | 130
1777 | Ritek | PM175 | 175W Polycrystalline Module | N | 155.4
1778 | Ritek | MM180 | 180W Monocrystalline Module | N | 161.2
1779 | Ritek | PM180 | 180W Polycrystalline Module | N | 160
1780 | Ritek | MM185 | 185W Monocrystalline Module | N | 165.8
1781 | Ritek | PM185 | 185W Polycrystalline Module | N | 164.5
1782 | Ritek | MM190 | 190W Monocrystalline Module | N | 170.4
1783 | Ritek | PM190 | 190W Polycrystalline Module | N | 168.6
1784 | Ritek | MM195 | 195W Monocrystalline Module | N | 174.5
1785 | Ritek | PM195 | 195W Polycrystalline Module | N | 173.1
1786 | Ritek | MM200 | 200W Monocrystalline Module | N | 179.1
1787 | Ritek | PM200 | 200W Polycrystalline Module | N | 177.7
1788 | Ritek | MM205 | 205W Monocrystalline Module | N | 183.7
1789 | Ritek | PM205 | 205W Polycrystalline Module | N | 182.3
1790 | Ritek | MM210 | 210W Monocrystalline Module | N | 188.3
1791 | Ritek | PM210 | 210W Polycrystalline Module | N | 186.3
1792 | Ritek | MM215 | 215W Monocrystalline Module | N | 192.9
1793 | Ritek | PM215 | 215W Polycrystalline Module | N | 190.9
1794 | Ritek | MM220 | 220W Monocrystalline Module | N | 197
1795 | Ritek | PM220 | 220W Polycrystalline Module | N | 195.4
1796 | Ritek | MM225 | 225W Monocrystalline Module | N | 201.6
1797 | Ritek | PM225 | 225W Polycrystalline Module | N | 200
1798 | Ritek | MM230 | 230W Monocrystalline Module | N | 206.1
1799 | Ritek | PM230 | 230W Polycrystalline Module | N | 204.6
1800 | Ritek | MM235 | 235W Monocrystalline Module | N | 210.7
1801 | Ritek | MM240 | 240W Monocrystalline Module | N | 215.4
1802 | Samsung Electronics | LPC232SM-02 | 232W Monocrystalline Module | N | 205.1
1803 | Samsung Electronics | LPC232SM-08 | 232W Monocrystalline Module | N | 208.2
1804 | Samsung Electronics | LPC235SM-02 | 235W Monocrystalline Module | N | 207.8
1805 | Samsung Electronics | LPC235SM-06 | 235W Monocrystalline Module | N | 212
1806 | Samsung Electronics | LPC235SM-08 | 235W Monocrystalline Module | N | 211
1807 | Samsung Electronics | LPC238SM-02 | 238W Monocrystalline Module | N | 210.6
1808 | Samsung Electronics | LPC238SM-06 | 238W Monocrystalline Module | N | 214.8
1809 | Samsung Electronics | LPC238SM-08 | 238W Monocrystalline Module | N | 213.8
1810 | Samsung Electronics | LPC241SM-02 | 241W Monocrystalline Module | N | 213.3
1811 | Samsung Electronics | LPC241SM-06 | 241W Monocrystalline Module | N | 217.6
1812 | Samsung Electronics | LPC241SM-08 | 241W Monocrystalline Module | N | 216.5
1813 | Samsung Electronics | LPC244SM-02 | 244W Monocrystalline Module | N | 216
1814 | Samsung Electronics | LPC244SM-06 | 244W Monocrystalline Module | N | 220.3
1815 | Samsung Electronics | LPC244SM-08 | 244W Monocrystalline Module | N | 219.3
1816 | Samsung Electronics | LPC247SM-06 | 247W Monocrystalline Module | N | 223.1
1817 | Samsung Electronics | LPC250SM-06 | 250W Monocrystalline Module | N | 225.9
1818 | Sanyo Electric | HIP-180BA19 | 180W HIT Power Hybrid Amorphous/Monocrystalline Module | N | 166.9
1819 | Sanyo Electric | HIP-180BA20 | 180W HIT Power Hybrid Amorphous/Monocrystalline Module | N | 166.9
1820 | Sanyo Electric | HIP-180DA3 | 180W HIT Power Hybrid Amorphous/Monocrystalline Module | N | 167.3
1821 | Sanyo Electric | HIP-186BA19 | 186W HIT Power Hybrid Amorphous/Monocrystalline Module | N | 172.6
1822 | Sanyo Electric | HIP-186BA20 | 186W HIT Power Hybrid Amorphous/Monocrystalline Module | N | 172.6
1823 | Sanyo Electric | HIP-186BA3 | 186W HIT Power Hybrid Amorphous/Monocrystalline Module | N | 167.5
1824 | Sanyo Electric | HIP-186DA3 | 186W HIT Power Hybrid Amorphous/Monocrystalline Module | N | 173
1825 | Sanyo Electric | HIP-190BA19 | 190W HIT Power Hybrid Amorphous/Monocrystalline Module | N | 176.4
1826 | Sanyo Electric | HIP-190BA20 | 190W HIT Power Hybrid Amorphous/Monocrystalline Module | N | 176.4
1827 | Sanyo Electric | HIP-190BA3 | 190W HIT Power Hybrid Amorphous/Monocrystalline Module | N | 171.2
1828 | Sanyo Electric | HIP-190DA3 | 190W HIT Power Hybrid Amorphous/Monocrystalline Module | N | 176.8
1829 | Sanyo Electric | HIP-195BA19 | 195W HIT Power Hybrid Amorphous/Monocrystalline Module | N | 181.1
1830 | Sanyo Electric | HIP-195BA20 | 195W HIT Power Hybrid Amorphous/Monocrystalline Module | N | 181.1
1831 | Sanyo Electric | HIP-195BA3 | 195W HIT Power Hybrid Amorphous/Monocrystalline Module | N | 179.8
1832 | Sanyo Electric | HIP-195DA3 | 195W HIT Power Hybrid Amorphous/Monocrystalline Module | N | 181.5
1833 | Sanyo Electric | HIP-195NKHA1 | 195W HIT Power N Hybrid Amorphous/Monocrystalline Module | N | 180.7
1834 | Sanyo Electric | HIP-195NKHA5 | 195W HIT Power N Hybrid Amorphous/Monocrystalline Module | N | 180.7
1835 | Sanyo Electric | HIP-195NKHA6 | 195W HIT Power N Hybrid Amorphous/Monocrystalline Module | N | 180.7
1836 | Sanyo Electric | HIT-N195A01 | 195W HIT Hybrid Amorphous/Monocrystalline Module | N | 180.7
1837 | Sanyo Electric | HIP-200BA19 | 200W HIT Power Hybrid Amorphous/Monocrystalline Module | N | 185.9
1838 | Sanyo Electric | HIP-200BA20 | 200W HIT Power Hybrid Amorphous/Monocrystalline Module | N | 185.9
1839 | Sanyo Electric | HIP-200BA3 | 200W HIT Power Hybrid Amorphous/Monocrystalline Module | N | 184.5
1840 | Sanyo Electric | HIP-200DA3 | 200W HIT Power Hybrid Amorphous/Monocrystalline Module | N | 186.2
1841 | Sanyo Electric | HIP-200NKHA1 | 200W HIT Power N Hybrid Amorphous/Monocrystalline Module | N | 185.4
1842 | Sanyo Electric | HIP-200NKHA5 | 200W HIT Power N Hybrid Amorphous/Monocrystalline Module | N | 185.4
1843 | Sanyo Electric | HIP-200NKHA6 | 200W HIT Power N Hybrid Amorphous/Monocrystalline Module | N | 185.4
1844 | Sanyo Electric | HIT-N200A01 | 200W HIT Hybrid Amorphous/Monocrystalline Module | N | 185.4
1845 | Sanyo Electric | HIP-205BA19 | 205W HIT Power Hybrid Amorphous/Monocrystalline Module | N | 190.7
1846 | Sanyo Electric | HIP-205BA20 | 205W HIT Power Hybrid Amorphous/Monocrystalline Module | N | 190.7
1847 | Sanyo Electric | HIP-205BA3 | 205W HIT Power Hybrid Amorphous/Monocrystalline Module | N | 185.1
1848 | Sanyo Electric | HIP-205NKHA1 | 205W HIT Power N Hybrid Amorphous/Monocrystalline Module | N | 190.2
1849 | Sanyo Electric | HIP-205NKHA5 | 205W HIT Power N Hybrid Amorphous/Monocrystalline Module | N | 190.2
1850 | Sanyo Electric | HIP-205NKHA6 | 205W HIT Power N Hybrid Amorphous/Monocrystalline Module | N | 190.2
1851 | Sanyo Electric | HIT-N205A01 | 205W HIT Hybrid Amorphous/Monocrystalline Module | N | 190.2
1852 | Sanyo Electric | HIP-210NKHA1 | 210W HIT Power N Hybrid Amorphous/Monocrystalline Module | N | 194.9
1853 | Sanyo Electric | HIP-210NKHA5 | 210W HIT Power N Hybrid Amorphous/Monocrystalline Module | N | 194.9
1854 | Sanyo Electric | HIP-210NKHA6 | 210W HIT Power N Hybrid Amorphous/Monocrystalline Module | N | 194.9
1855 | Sanyo Electric | HIT-N210A01 | 210W HIT Hybrid Amorphous/Monocrystalline Module | N | 194.9
1856 | Sanyo Electric | HIP-215NKHA1 | 215W HIT Power N Hybrid Amorphous/Monocrystalline Module | N | 199.6
1857 | Sanyo Electric | HIP-215NKHA5 | 215W HIT Power N Hybrid Amorphous/Monocrystalline Module | N | 199.6
1858 | Sanyo Electric | HIP-215NKHA6 | 215W HIT Power N Hybrid Amorphous/Monocrystalline Module | N | 199.6
1859 | Sanyo Electric | HIT-N215A01 | 215W HIT Hybrid Amorphous/Monocrystalline Module | N | 199.6
1860 | Sanyo Electric | HIT-N220A01 | 220W HIT Hybrid Amorphous/Monocrystalline Module | N | 204.4
1861 | Scheuten Solar USA | P6-54 185W | 185W Polycrystalline Module | N | 165.9
1862 | Scheuten Solar USA | P6-54 190W | 190W Polycrystalline Module | N | 170.5
1863 | Scheuten Solar USA | P6-54 195W | 195W Polycrystalline Module | N | 175.1 | $1.92/w
1864 | Scheuten Solar USA | P6-54 200W | 200W Polycrystalline Module | N | 179.7
1865 | Scheuten Solar USA | P6-54 205W | 205W Polycrystalline Module | N | 184.3
1866 | Schott Solar | ASE-300-DGF/25-145 | 145W Polycrystalline Module, 25V, Double Glass, Framed | N | 131.8
1867 | Schott Solar | SAPC-165 | 165W Polycrystalline Module | N | 144.6
1868 | Schott Solar | SAPC-170 | 170W Polycrystalline Module | N | 149.1
1869 | Schott Solar | SAPC-175 | 175W Monocrystalline Module | N | 151.8
1870 | Schott Solar | ASE-300-DGF/34-195 | 195W Polycrystalline Module, 34V, Double Glass, Framed | N | 178.7
1871 | Schott Solar | Poly 202 | 202W Polycrystalline Module | N | 177.6
1872 | Schott Solar | Poly 210 | 210W Polycrystalline Module | N | 184.8
1873 | Schott Solar | Poly 217 | 217W Polycrystalline Module | N | 191.2
1874 | Schott Solar | Poly 220 | 220W Polycrystalline Module | N | 198.5 | 440
1875 | Schott Solar | Poly 225 | 225W Polycrystalline Module | N | 203.1
1876 | Schott Solar | Poly 230 | 230W Polycrystalline Module | N | 207.7
1877 | Schott Solar | Poly 235 | 235W Polycrystalline Module | N | 212.4
1878 | Schott Solar | ASE-300-DGF/42-240 | 240W Polycrystalline Module | N | 212.5
1879 | Schott Solar | Poly 240 | 240W Polycrystalline Module | N | 217
1880 | Schott Solar | ASE-300-DGF/50-250 | 250W Polycrystalline Module, 50V, Double Glass, Framed | N | 221.6
1881 | Schott Solar | ASE-300-DGF/50-260 | 260W Polycrystalline Module | N | 230.6
1882 | Schott Solar | ASE-300-DGF/50-270 | 270W Polycrystalline Module | N | 239.7
1883 | Schott Solar | ASE-300-DGF/50-280 | 280W Polycrystalline Module, 50V, Double Glass, Framed | N | 248.8
1884 | Schott Solar | ASE-300-DGF/50-290 | 290W Polycrystalline Module | N | 257.9
1885 | Schott Solar | ASE-300-DGF/50-300 | 300W Polycrystalline Module | N | 267
1886 | Schott Solar | ASE-300-DGF/50-310 | 310W Polycrystalline Module, 50V, Double Glass, Framed | N | 276.2
1887 | Schuco International | MPE 310 MP 02 | 310W Monocrystalline Module, Premium, Dark Frame | N | 274.9
1888 | Schuco International | MPE 320 MP 02 | 320W Monocrystalline Module, Premium, Dark Frame | N | 284
1889 | Schuco USA | S 165-SPU | 165W Polycrystalline Module, Lead-Free Solder, MC Connectors | N | 146.1
1890 | Schuco USA | S 165-SPU-4 | 165W Polycrystalline Module, Lead-Free Solder, MC Connectors | N | 146.4
1891 | Schuco USA | MPE 170 MS 05 | 170W Monocrystalline Module, Black Backsheet | N | 153.3
1892 | Schuco USA | S 170-SPU | 170W Polycrystalline Module, Lead-Free Solder, MC Connectors | N | 150.7
1893 | Schuco USA | S 170-SPU-4 | 170W Polycrystalline Module, Lead-Free Solder, MC Connectors | N | 150.9
1894 | Schuco USA | MPE 175 MS 05 | 175W Monocrystalline Module, Black Backsheet | N | 158
1895 | Schuco USA | S 175-SPU-4 | 175W Polycrystalline Module, Lead-Free Solder, MC Connectors | N | 157
1896 | Schuco USA | MPE 180 MS 05 | 180W Monocrystalline Module, Black Backsheet | N | 162.6
1897 | Schuco USA | S 180-SPU-4 | 180W Polycrystalline Module, Lead-Free Solder, MC Connectors | N | 161.6
1898 | Schuco USA | MPE 185 MS 05 | 185W Monocrystalline Module, Black Backsheet | N | 167.2
1899 | Schuco USA | MPE 200 PS 04 | 200W Polycrystalline Module | N | 183
1900 | Schuco USA | SPV 200 SMAU-1 | 200W Monocrystalline Module, Black Frame | N | 179
1901 | Schuco USA | MPE 205 PS 04 | 205W Polycrystalline Module | N | 187.6
1902 | Schuco USA | MPE 210 PS 04 | 210W Polycrystalline Module | N | 192.3
1903 | Schuco USA | SPV 210 SMAU-1 | 210W Monocrystalline Module, Black Frame | N | 188.2
1904 | Schuco USA | MPE 215 PS 04 | 215W Polycrystalline Module | N | 197
1905 | Schuco USA | MPE 220 PS 04 | 220W Polycrystalline Module | N | 201.6
1906 | Schuco USA | MPE 220 PS 09 | 220W Polycrystalline Module | N | 199.5
1907 | Schuco USA | MPE 225 PS 04 | 225W Polycrystalline Module | N | 206.3
1908 | Schuco USA | MPE 225 PS 09 | 225W Polycrystalline Module | N | 204.1
1909 | Schuco USA | MPE 230 PS 04 | 230W Polycrystalline Module | N | 211
1910 | Schuco USA | MPE 230 PS 09 | 230W Polycrystalline Module | N | 208.8
1911 | S-Energy | SM-200MC1 | 200W Monocrystalline Module | N | 178
1912 | S-Energy | SM-205MC1 | 205W Monocrystalline Module | N | 182.6
1913 | S-Energy | SM-210MC1 | 210W Monocrystalline Module | N | 187.1
1914 | S-Energy | SM-215MC1 | 215W Monocrystalline Module | N | 193.2
1915 | S-Energy | SM-215PC5 | 215W Polycrystalline Module | N | 188.6
1916 | S-Energy | SM-220MC1 | 220W Monocrystalline Module | N | 197.8
1917 | S-Energy | SM-220PC5 | 220W Polycrystalline Module | N | 193.2
1918 | S-Energy | SM-225MC1 | 225W Monocrystalline Module | N | 202.4
1919 | S-Energy | SM-225PC5 | 225W Polycrystalline Module | N | 197.7
1920 | S-Energy | SM-230MC1 | 230W Monocrystalline Module | N | 207
1921 | S-Energy | SM-230PC5 | 230W Polycrystalline Module | N | 202.2
1922 | S-Energy | SM-235MC1 | 235W Monocrystalline Module | N | 211.6
1923 | S-Energy | SM-235PC5 | 235W Polycrystalline Module | N | 206.7
1924 | S-Energy | SM-265PC5 | 265W Polycrystalline Module | N | 234.1
1925 | S-Energy | SM-270PC5 | 270W Polycrystalline Module | N | 238.7
1926 | S-Energy | SM-275PC5 | 275W Polycrystalline Module | N | 243.2
1927 | S-Energy | SM-280PC5 | 280W Polycrystalline Module | N | 247.8
1928 | S-Energy | SM-285PC5 | 285W Polycrystalline Module | N | 252.3
1929 | SET-Solar | SETA-125-150W-72M | 150W Monocrystalline Module | N | 132
1930 | SET-Solar | SETA-125-155W-72M | 155W Monocrystalline Module | N | 136.5
1931 | SET-Solar | SETA-125-160W-72M | 160W Monocrystalline Module | N | 141
1932 | SET-Solar | SDM-170/(165)-72M | 165W Monocrystalline Module | N | 145.3
1933 | SET-Solar | SETA-125-165W-72M | 165W Monocrystalline Module | N | 145.5
1934 | SET-Solar | SDM-170/(170)-72M | 170W Monocrystalline Module | N | 149.8
1935 | SET-Solar | SETA-125-170W-72M | 170W Monocrystalline Module | N | 150.1
1936 | SET-Solar | SDM-170/(175)-72M | 175W Monocrystalline Module | N | 154.3
1937 | SET-Solar | SETA-125-175W-72M | 175W Monocrystalline Module | N | 154.6
1938 | SET-Solar | SETB-125-175W-72M | 175W Monocrystalline Module | N | 150.8
1939 | SET-Solar | SDM-170/(180)-72M | 180W Monocrystalline Module | N | 158.9
1940 | SET-Solar | SETA-125-180W-72M | 180W Monocrystalline Module | N | 159.2
1941 | SET-Solar | SETB-125-180W-72M | 180W Monocrystalline Module | N | 155.3
1942 | SET-Solar | SDM-170/(185)-72M | 185W Monocrystalline Module | N | 163.4
1943 | SET-Solar | SETA-125-185W-72M | 185W Monocrystalline Module | N | 163.7
1944 | SET-Solar | SETB-125-185W-72M | 185W Monocrystalline Module | N | 159.8
1945 | SET-Solar | SETB-156-190W-54P | 190W Polycrystalline Module | N | 165.4
1946 | SET-Solar | SETB-156-195W-54P | 195W Polycrystalline Module | N | 169.9
1947 | SET-Solar | SETB-156-200W-54P | 200W Polycrystalline Module | N | 174.4
1948 | SET-Solar | SETB-156-205W-54P | 205W Polycrystalline Module | N | 178.9
1949 | SET-Solar | SETB-156-210W-54P | 210W Polycrystalline Module | N | 183.4
1950 | Shandong Linuo Photovoltaic Hi-Tech | LN180(36)M-175 | 175W Monocrystalline Module | N | 152.6
1951 | Shandong Linuo Photovoltaic Hi-Tech | LN180(36)M-180 | 180W Monocrystalline Module | N | 157.1
1952 | Shandong Linuo Photovoltaic Hi-Tech | LN180(36)M-185 | 185W Monocrystalline Module | N | 161.7
1953 | Shandong Linuo Photovoltaic Hi-Tech | LN180(36)M-190 | 190W Monocrystalline Module | N | 166.2
1954 | Shandong Linuo Photovoltaic Hi-Tech | LN240(30)P-220 | 220W Polycrystalline Module | N | 191.5
1955 | Shandong Linuo Photovoltaic Hi-Tech | LN240(30)P-225 | 225W Polycrystalline Module | N | 196
1956 | Shandong Linuo Photovoltaic Hi-Tech | LN240(30)P-230 | 230W Polycrystalline Module | N | 200.5
1957 | Shandong Linuo Photovoltaic Hi-Tech | LN240(30)P-235 | 235W Polycrystalline Module | N | 205
1958 | Shandong Linuo Photovoltaic Hi-Tech | LN240(30)P-240 | 240W Polycrystalline Module | N | 209.5
1959 | Shanghai Alex Solar Energy Science & Technology | ALM-170D-24 | 170W Monocrystalline Module | N | 153.1
1960 | Shanghai Alex Solar Energy Science & Technology | ALM-175D-24 | 175W Monocrystalline Module | N | 157.8
1961 | Shanghai Alex Solar Energy Science & Technology | ALM-180D-24 | 180W Monocrystalline Module | N | 162.4
1962 | Shanghai Chaori Solar Energy Science & Technology | CRM60S125S | 60W Monocrystalline Module | N | 53.6
1963 | Shanghai Chaori Solar Energy Science & Technology | CRM85S125S | 85W Monocrystalline Module | N | 76.6
1964 | Shanghai Chaori Solar Energy Science & Technology | CRM115S125S | 115W Monocrystalline Module | N | 102.2
1965 | Shanghai Chaori Solar Energy Science & Technology | CRM145S125S | 145W Monocrystalline Module | N | 126.5
1966 | Shanghai Chaori Solar Energy Science & Technology | CRM175S125S | 175W Monocrystalline Module | N | 155.1
1967 | Shanghai Chaori Solar Energy Science & Technology | CRM185S156P-54 | 185W Polycrystalline Module | N | 163.5
1968 | Shanghai Chaori Solar Energy Science & Technology | CRM190S156P-54 | 190W Polycrystalline Module | N | 168.1
1969 | Shanghai Chaori Solar Energy Science & Technology | CRM195S125S | 195W Monocrystsalline Module | N | 171.7
1970 | Shanghai Chaori Solar Energy Science & Technology | CRM195S156P-54 | 195W Polycrystalline Module | N | 172.6
1971 | Shanghai Chaori Solar Energy Science & Technology | CRM200S156P-54 | 200W Polycrystalline Module | N | 176.1
1972 | Shanghai Chaori Solar Energy Science & Technology | CRM200S156P-60 | 200W Polycrystalline Module | N | 180.1
1973 | Shanghai Chaori Solar Energy Science & Technology | CRM205S156P-54 | 205W Polycrystalline Module | N | 180.6
1974 | Shanghai Chaori Solar Energy Science & Technology | CRM205S156P-60 | 205W Polycrystalline Module | N | 184.7
1975 | Shanghai Chaori Solar Energy Science & Technology | CRM210S156P-54 | 210W Polycrystalline Module | N | 185.3
1976 | Shanghai Chaori Solar Energy Science & Technology | CRM210S156P-60 | 210W Polycrystalline Module | N | 189.3
1977 | Shanghai Chaori Solar Energy Science & Technology | CRM215S156P-54 | 215W Polycrystalline Module | N | 189.9
1978 | Shanghai Chaori Solar Energy Science & Technology | CRM215S156P-60 | 215W Polycrystalline Module | N | 193.9
1979 | Shanghai Chaori Solar Energy Science & Technology | CRM220S156P-54 | 220W Polycrystalline Module | N | 194.4
1980 | Shanghai Chaori Solar Energy Science & Technology | CRM220S156P-60 | 220W Polycrystalline Module | N | 195.8
1981 | Shanghai Chaori Solar Energy Science & Technology | CRM225S156P-54 | 225W Polycrystalline Module | N | 199
1982 | Shanghai Chaori Solar Energy Science & Technology | CRM225S156P-60 | 225W Polycrystalline Module | N | 200.3
1983 | Shanghai Chaori Solar Energy Science & Technology | CRM230S156P-54 | 230W Polycrystalline Module | N | 203.6
1984 | Shanghai Chaori Solar Energy Science & Technology | CRM230S156P-60 | 230W Polycrystalline Module | N | 201.4
1985 | Shanghai Chaori Solar Energy Science & Technology | CRM235S125S | 235W Monocrystalline Module | N | 209.3
1986 | Shanghai Chaori Solar Energy Science & Technology | CRM235S156P-60 | 235W Polycrystalline Module | N | 206
1987 | Shanghai Chaori Solar Energy Science & Technology | CRM240S156P-60 | 240W Polycrystalline Module | N | 210.5
1988 | Shanghai Chaori Solar Energy Science & Technology | CRM240S156P-72 | 240W Polycrystalline Module | N | 211.3
1989 | Shanghai Chaori Solar Energy Science & Technology | CRM245S156P-60 | 245W Polycrystalline Module | N | 215
1990 | Shanghai Chaori Solar Energy Science & Technology | CRM245S156P-72 | 245W Polycrystalline Module | N | 215.8
1991 | Shanghai Chaori Solar Energy Science & Technology | CRM250S156P-60 | 250W Polycrystalline Module | N | 224.8
1992 | Shanghai Chaori Solar Energy Science & Technology | CRM250S156P-72 | 250W Polycrystalline Module | N | 220.4
1993 | Shanghai Chaori Solar Energy Science & Technology | CRM255S156P-60 | 255W Polycrystalline Module | N | 229.4
1994 | Shanghai Chaori Solar Energy Science & Technology | CRM255S156P-72 | 255W Polycrystalline Module | N | 224.9
1995 | Shanghai Chaori Solar Energy Science & Technology | CRM260S156P-60 | 260W Polycrystalline Module | N | 234.1
1996 | Shanghai Chaori Solar Energy Science & Technology | CRM260S156P-72 | 260W Polycrystalline Module | N | 230.5
1997 | Shanghai Chaori Solar Energy Science & Technology | CRM265S156P-72 | 265W Polycrystalline Module | N | 235.1
1998 | Shanghai Chaori Solar Energy Science & Technology | CRM270S156P-72 | 270W Polycrystalline Module | N | 239.6
1999 | Shanghai Chaori Solar Energy Science & Technology | CRM275S156P-72 | 275W Polycrystalline Module | N | 244.2
2000 | Shanghai Chaori Solar Energy Science & Technology | CRM280S156P-72 | 280W Polycrystalline Module | N | 248.8
2001 | Shanghai Chaori Solar Energy Science & Technology | CRM285S156P-72 | 285W Polycrystalline Module | N | 253.4
2002 | Shanghai Chaori Solar Energy Science & Technology | CRM290S156P-72 | 290W Polycrystalline Module | N | 257.9
2003 | Shanghai Chaori Solar Energy Science & Technology | CRM295S156P-72 | 295W Polycrystalline Module | N | 262.5
2004 | Shanghai Chaori Solar Energy Science & Technology | CRM300S156P-72 | 300W Polycrystalline Module | N | 267.1
2005 | Shanghai Jinglong Solar Energy | JLM160S-I | 160W Monocrystalline Module | N | 143
2006 | Shanghai Jinglong Solar Energy | JLM165S-I | 165W Monocrystalline Module | N | 147.6
2007 | Shanghai Jinglong Solar Energy | JLM170S-I | 170W Monocrystalline Module | N | 152.2
2008 | Shanghai Jinglong Solar Energy | JLM175S-I | 175W Monocrystalline Module | N | 156.8
2009 | Shanghai Jinglong Solar Energy | JLM180S-I | 180W Monocrystalline Module | N | 161.4
2010 | Shanghai Jinglong Solar Energy | JLM185S-I | 185W Monocrystalline Module | N | 166
2011 | Shanghai Pubsolar | GYS-180C | 180W Monocrystalline Module | N | 162.9
2012 | Shanghai Pubsolar | GYS-185C | 185W Monocrystalline Module | N | 167.6
2013 | Shanghai Pubsolar | GYS-190C | 190W Monocrystalline Module | N | 172.2
2014 | Shanghai Solar Energy S&T | S-75D-1 | 75W Polycrystalline Module | N | 64.1
2015 | Shanghai Solar Energy S&T | S-90C-1 | 90W Monocrystalline Module | N | 78.5
2016 | Shanghai Solar Energy S&T | S-125D-1 | 125W Polycrystalline Module | N | 105.5
2017 | Shanghai Solar Energy S&T | S-165D-1 | 165W Polycrystalline Module | N | 139.3
2018 | Shanghai Solar Energy S&T | S-165D-A-1 | 165W Polycrystalline Module | N | 146.3
2019 | Shanghai Solar Energy S&T | S-175C | 175W Monocrystalline Module | N | 155.2
2020 | Shanghai Solar Energy S&T | S-180C | 180W Monocrystalline Module | N | 159.7
2021 | Shanghai Solar Energy S&T | S-185C | 185W Monocrystalline Module | N | 164.3
2022 | Shanghai Solar Energy S&T | S-205C | 205W Monocrystalline Module | N | 182.6
2023 | Shanghai Solar Energy S&T | S-215C | 215W Monocrystalline Module | N | 191.7
2024 | Shanghai Solar Energy S&T | S-220D | 220W Polycrystalline Module | N | 196.7
2025 | Shanghai Solar Energy S&T | S-225C | 225W Monocrystalline Module | N | 200.9
2026 | Shanghai Solar Energy S&T | S-235C | 235W Monocrystalline Module | N | 210.1
2027 | Shanghai Solar Energy S&T | S-245C | 245W Monocrystalline Module | N | 219.3
2028 | Shanghai Topsolar Green Energy | TSM72-125M 160W | 160W Monocrystalline Module | N | 143.9
2029 | Shanghai Topsolar Green Energy | TSM72-125M 165W | 165W Monocrystalline Module | N | 148.5
2030 | Shanghai Topsolar Green Energy | TSM72-125M 170W | 170W Monocrystalline Module | N | 153.1
2031 | Shanghai Topsolar Green Energy | TSM72-125M 175W | 175W Monocrystalline Module | N | 157.8
2032 | Shanghai Topsolar Green Energy | TSM72-125M 180W | 180W Monocrystalline Module | N | 162.4
2033 | Sharp | ND-62RU1 | 62W Polycrystalline Roof Module | Y | 51.2
2034 | Sharp | ND-62RU1F | 62W Polycrystalline Roof Module | Y | 51.2
2035 | Sharp | ND-62RU2 | 62W Polycrystalline Roof Module | Y | 51.2
2036 | Sharp | ND-62RUC1 | 62W Polycrystalline Roof Module, Locking Connector | Y | 51.2
2037 | Sharp | ND-65RU1F | 65W Polycrystalline Roof Module | Y | 53
2038 | Sharp | ND-65RUC1 | 65W Polycrystalline Roof Module, Locking Connector | Y | 53
2039 | Sharp | ND-72ELU | 72W Polycrystalline Triangle Module, Left Side | N | 63.2
2040 | Sharp | ND-72ELUC | 72W Polycrystalline Triangle Module, Left Side, Locking Connector | N | 63.2
2041 | Sharp | ND-72ELUF | 72W Polycrystalline Triangle Module, Left Side | N | 63.2
2042 | Sharp | ND-72ERU | 72W Polycrystalline Triangle Module, Right Side | N | 63.2
2043 | Sharp | ND-72ERUC | 72W Polycrystalline Triangle Module, Right Side, Locking Connector | N | 63.2
2044 | Sharp | ND-72ERUF | 72W Polycrystalline Triangle Module, Right Side | N | 63.2
2045 | Sharp | ND-V075CL | 75W Polycrystalline Triangle Module, Left Side, Locking Connector | N | 65.9
2046 | Sharp | ND-V075CR | 75W Polycrystalline Triangle Module, Right Side, Locking Connector | N | 65.9
2047 | Sharp | NA-V115H1 | 115W Thin Film Module, Locking Connector | N | 108.4
2048 | Sharp | NA-V121H1 | 121W Thin Film Module, Locking Connector | N | 114.1
2049 | Sharp | ND-123UJF | 123W Polycrystalline Module | N | 108.2
2050 | Sharp | NA-V128H1 | 128W Thin Film Module, Locking Connector | N | 119.2
2051 | Sharp | ND-130UJF | 130W Polycrystalline Module | N | 113.8
2052 | Sharp | NA-V135H1 | 135W Thin Film Module, Locking Connector | N | 125.8
2053 | Sharp | ND-N2ECU | 142W Polycrystalline Module | N | 124.1
2054 | Sharp | ND-N2ECUC | 142W Polycrystalline Module, Locking Connector | N | 124.1
2055 | Sharp | ND-N2ECUF | 142W Polycrystalline Module | N | 124.1
2056 | Sharp | NE-160U1 | 160W Polycrystalline Module, Flat Screw | N | 140.1
2057 | Sharp | ND-162U1F | 162W Polycrystalline Module | N | 142.8
2058 | Sharp | ND-162U1Y | 162W Polycrystalline Module | N | 142.8
2059 | Sharp | ND-162U2 | 162W Polycrystalline Module | N | 142.8
2060 | Sharp | NE-165U1 | 165W Polycrystalline Module, Flat Screw | N | 144.6
2061 | Sharp | NE-165U5 | 165W Polycrystalline Module | N | 144.6
2062 | Sharp | NE-165UC1 | 165W Polycrystalline Module, Locking Connector | N | 144.6
2063 | Sharp | ND-167U1 | 167W Polycrystalline Module | N | 147.3
2064 | Sharp | ND-167U1F | 167W Polycrystalline Module | N | 147.3
2065 | Sharp | ND-167U1Y | 167W Polycrystalline Module | N | 147.3
2066 | Sharp | ND-167U2 | 167W Polycrystalline Module | N | 147.3
2067 | Sharp | ND-167U3A | 167W Polycrystalline Module | N | 147.3
2068 | Sharp | ND-167UC1 | 167W Polycrystalline Module, Locking Connector | N | 147.3
2069 | Sharp | NE-170U1 | 170W Polycrystalline Module | N | 149.1
2070 | Sharp | NE-170UC1 | 170W Polycrystalline Module, Locking Connector | N | 149.1
2071 | Sharp | NT-170U1 | 170W Monocrystalline Module | N | 147.3
2072 | Sharp | NT-170UC1 | 170W Monocrystalline Module, Locking Connector | N | 147.3
2073 | Sharp | NT-175U1 | 175W Monocrystalline Module | N | 151.8
2074 | Sharp | NT-175UC1 | 175W Monocrystalline Module, Locking Connector | N | 151.8
2075 | Sharp | ND-176U1Y | 176W Polycrystalline Module | N | 152.4
2076 | Sharp | ND-176UC1 | 176W Polycrystalline Module, Locking Connector | N | 152.4
2077 | Sharp | NT-180U1 | 180W Monocrystalline Module | N | 156.3
2078 | Sharp | NU-U180FC | 180W Monocrystalline Module, Locking Connector | N | 161.9
2079 | Sharp | ND-181U1 | 181W Polycrystalline Module | N | 159.3
2080 | Sharp | ND-181U1F | 181W Polycrystalline Module | N | 159.3
2081 | Sharp | ND-181U2 | 181W Polycrystalline Module | N | 159.3
2082 | Sharp | ND-187U1 | 187W Polycrystalline Module | N | 164.7
2083 | Sharp | ND-187U1F | 187W Polycrystalline Module | N | 164.7
2084 | Sharp | ND-187U2 | 187W Polycrystalline Module | N | 164.7
2085 | Sharp | ND-187UC1 | 187W Polycrystalline Module, Locking Connector | N | 164.7
2086 | Sharp | ND-198U1F | 198W Polycrystalline Module | N | 170.5
2087 | Sharp | ND-198UC1 | 198W Polycrystalline Module, Locking Connector | N | 170.5
2088 | Sharp | ND-200U1 | 200W Polycrystalline Module | N | 173
2089 | Sharp | ND-200U1F | 200W Polycrystalline Module | N | 173
2090 | Sharp | ND-200U2 | 200W Polycrystalline Module | N | 173
2091 | Sharp | ND-200UC1 | 200W Polycrystalline Module, Locking Connector | N | 173
2092 | Sharp | ND-208U1 | 208W Polycrystalline Module | N | 180.1
2093 | Sharp | ND-208U1F | 208W Polycrystalline Module | N | 180.1
2094 | Sharp | ND-208U2 | 208W Polycrystalline Module | N | 180.1
2095 | Sharp | ND-208UC1 | 208W Polycrystalline Module, Locking Connector | N | 180.1
2096 | Sharp | NU-U208FC | 208W Monocrystalline Module, Locking Connector | N | 187.2
2097 | Sharp | ND-216U1F | 216W Polycrystalline Module | N | 190.4
2098 | Sharp | ND-216U2 | 216W Polycrystalline Module | N | 187.3
2099 | Sharp | ND-216UC1 | 216W Polycrystalline Module, Locking Connector | N | 190.4
2100 | Sharp | ND-U216C1 | 216W Polycrystalline Module, Locking Connector | N | 190.4
2101 | Sharp | ND-220U1F | 220W Polycrystalline Module | N | 194
2102 | Sharp | ND-220UC1 | 220W Polycrystalline Module, Locking Connector | N | 194
2103 | Sharp | ND-224U1F | 224W Polycrystalline Module | N | 197.6
2104 | Sharp | ND-224UC1 | 224W Polycrystalline Module, Locking Connector | N | 197.6
2105 | Sharp | ND-U224C1 | 224W Polycrystalline Module, Locking Connector | N | 197.6
2106 | Sharp | ND-U230C1 | 230W Polycrystalline Module | N | 203.1
2107 | Sharp | ND-U230Q1 | 230W Polycrystalline Module | N | 207.2
2108 | Sharp | ND-V230A1 | 230W Polycrystalline Module | N | 203.1
2109 | Sharp | NU-U230F3 | 230W Monocrystalline Module, Locking Connector, Black Frame | N | 207.1
2110 | Sharp | ND-U235Q1 | 235W Polycrystalline Module | N | 211.8
2111 | Sharp | NU-U235F1 | 235W Monocrystalline Module, Locking Connector, Silver Frame | N | 211.7
2112 | Sharp | NU-U235F3 | 235W Monocrystalline Module, Locking Connector, Black Frame | N | 211.7
2113 | Sharp | NU-U240F1 | 240W Monocrystalline Module, Locking Connector, Silver Frame | N | 216.3
2114 | Sharp | NU-U240P1 | 240W Monocrystalline Module, Three Tab, Locking Connector, Silver Frame | N | 216.3
2115 | Sharp | NU-U245P1 | 245W Monocrystalline Module, Three Tab, Locking Connector, Silver Frame | N | 220.9
2116 | Shenzhen Zhongjing Solar | PWM-170W | 170W Monocrystalline Module | N | 147.3
2117 | Shenzhen Zhongjing Solar | PWM-175W | 175W Monocrystalline Module | N | 151.8
2118 | Shenzhen Zhongjing Solar | PWM-180W | 180W Monocrystalline Module | N | 156.2
2119 | Signet Solar | S4 | 86W Thin Film Single Junction Amorphous Silicon Module | N | 80.8
2120 | Signet Solar | S2 | 172W Thin Film Single Junction Amorphous Silicon Module | N | 161.6
2121 | Signet Solar | S3 | 172W Thin Film Single Junction Amorphous Silicon Module | N | 161.6
2122 | Signet Solar | S1 | 343W Thin Film Single Junction Amorphous Silicon Module | N | 322.3
2123 | Silicon Energy | SiE-165 | 165W Glass-Glass Polycrystalline Module | N | 142.8
2124 | Silicon Energy | SiE-170 | 170W Glass-Glass Polycrystalline Module | N | 147.3
2125 | Silicon Energy | SiE-175 | 175W Glass-Glass Polycrystalline Module | N | 151.7
2126 | Silicon Energy | SiE-180 | 180W Glass-Glass Polycrystalline Module | N | 156.2
2127 | Siliken | SLK60P6L BLK/WHT 205Wp | 205W Polycrystalline Module | N | 182.7
2128 | Siliken | SLK60P6L SLV/WHT 205Wp | 205W Polycrystalline Module, Silver Frame, White Backsheet | N | 182.7
2129 | Siliken | SLK60P6L BLK/WHT 210Wp | 210W Polycrystalline Module | N | 187.2
2130 | Siliken | SLK60P6L SLV/WHT 210Wp | 210W Polycrystalline Module, Silver Frame, White Backsheet | N | 187.2
2131 | Siliken | SLK60P6L BLK/BLK 215Wp | 215W Polycrystalline Module, Black Frame, Black Backsheet | N | 191.8
2132 | Siliken | SLK60P6L BLK/WHT 215Wp | 215W Polycrystalline Module | N | 191.8
2133 | Siliken | SLK60P6L SLV/WHT 215Wp | 215W Polycrystalline Module, Silver Frame, White Backsheet | N | 192.4
2134 | Siliken | SLK60P6L BLK/BLK 220Wp | 220W Polycrystalline Module, Black Frame, Black Backsheet | N | 196.4
2135 | Siliken | SLK60P6L BLK/WHT 220Wp | 220W Polycrystalline Module | N | 196.4
2136 | Siliken | SLK60P6L SLV/WHT 220Wp | 220W Polycrystalline Module, Silver Frame, White Backsheet | N | 197
2137 | Siliken | SLK60P6L BLK/BLK 225Wp | 225W Polycrystalline Module, Black Frame, Black Backsheet | N | 199.8
2138 | Siliken | SLK60P6L BLK/WHT 225Wp | 225W Polycrystalline Module | N | 200.9
2139 | Siliken | SLK60P6L SLV/WHT 225Wp | 225W Polycrystalline Module, Silver Frame, White Backsheet | N | 201.5
2140 | Siliken | SLK60P6L BLK/BLK 230Wp | 230W Polycrystalline Module, Black Frame, Black Backsheet | N | 204.4
2141 | Siliken | SLK60P6L BLK/WHT 230Wp | 230W Polycrystalline Module | N | 202
2142 | Siliken | SLK60P6L SLV/WHT 230Wp | 230W Polycrystalline Module, Silver Frame, White Backsheet | N | 206.1
2143 | Siliken | SLK60P6L BLK/BLK 235Wp | 235W Polycrystalline Module, Black Frame, Black Backsheet | N | 209
2144 | Siliken | SLK60P6L BLK/WHT 235Wp | 235W Polycrystalline Module | N | 206.6
2145 | Siliken | SLK60P6L SLV/WHT 235Wp | 235W Polycrystalline Module, Silver Frame, White Backsheet | N | 210.7
2146 | Siliken | SLK60P6L BLK/WHT 240Wp | 240W Polycrystalline Module | N | 211.1
2147 | Siliken | SLK60P6L SLV/WHT 240Wp | 240W Polycrystalline Module, Silver Frame, White Backsheet | N | 211.1
2148 | Siliken California | SLK60P6L BLK/WHT 205Wp | 205W Polycrystalline Module | N | 182.7
2149 | Siliken California | SLK60P6L SLV/WHT 205Wp | 205W Polycrystalline Module, Silver Frame, White Backsheet | N | 182.7
2150 | Siliken California | SLK60P6L BLK/WHT 210Wp | 210W Polycrystalline Module | N | 187.2
2151 | Siliken California | SLK60P6L SLV/WHT 210Wp | 210W Polycrystalline Module, Silver Frame, White Backsheet | N | 187.2
2152 | Siliken California | SLK60P6L BLK/BLK 215Wp | 215W Polycrystalline Module, Black Frame, Black Backsheet | N | 191.8
2153 | Siliken California | SLK60P6L BLK/WHT 215Wp | 215W Polycrystalline Module | N | 191.8
2154 | Siliken California | SLK60P6L SLV/WHT 215Wp | 215W Polycrystalline Module, Silver Frame, White Backsheet | N | 192.4
2155 | Siliken California | SLK60P6L BLK/BLK 220Wp | 220W Polycrystalline Module, Black Frame, Black Backsheet | N | 196.4
2156 | Siliken California | SLK60P6L BLK/WHT 220Wp | 220W Polycrystalline Module | N | 196.4
2157 | Siliken California | SLK60P6L SLV/WHT 220Wp | 220W Polycrystalline Module, Silver Frame, White Backsheet | N | 197
2158 | Siliken California | SLK60P6L BLK/BLK 225Wp | 225W Polycrystalline Module, Black Frame, Black Backsheet | N | 199.8
2159 | Siliken California | SLK60P6L BLK/WHT 225Wp | 225W Polycrystalline Module | N | 200.9
2160 | Siliken California | SLK60P6L SLV/WHT 225Wp | 225W Polycrystalline Module, Silver Frame, White Backsheet | N | 201.5
2161 | Siliken California | SLK60P6L BLK/BLK 230Wp | 230W Polycrystalline Module, Black Frame, Black Backsheet | N | 204.4
2162 | Siliken California | SLK60P6L BLK/WHT 230Wp | 230W Polycrystalline Module | N | 202
2163 | Siliken California | SLK60P6L SLV/WHT 230Wp | 230W Polycrystalline Module, Silver Frame, White Backsheet | N | 206.1
2164 | Siliken California | SLK60P6L BLK/BLK 235Wp | 235W Polycrystalline Module, Black Frame, Black Backsheet | N | 209
2165 | Siliken California | SLK60P6L BLK/WHT 235Wp | 235W Polycrystalline Module | N | 206.6
2166 | Siliken California | SLK60P6L SLV/WHT 235Wp | 235W Polycrystalline Module, Silver Frame, White Backsheet | N | 210.7
2167 | Siliken California | SLK60P6L BLK/WHT 240Wp | 240W Polycrystalline Module | N | 211.1
2168 | Siliken California | SLK60P6L SLV/WHT 240Wp | 240W Polycrystalline Module, Silver Frame, White Backsheet | N | 211.1
2169 | Silray | SRMA-150WP | 150W Monocrystalline Module | N | 131.7
2170 | Silray | SRMA-155WP | 155W Monocrystalline Module | N | 136.2
2171 | Silray | SRMA-160WP | 160W Monocrystalline Module | N | 140.7
2172 | Silray | SRMA-165WP | 165W Monocrystalline Module | N | 145.2
2173 | Silray | SRMA-170WP | 170W Monocrystalline Module | N | 149.7
2174 | Silray | SRAP-175G6M | 175W Polycrystalline Module | N | 155.9
2175 | Silray | SRAP-175G6S | 175W Monocrystalline Module | N | 155.2
2176 | Silray | SRMA-175WP | 175W Monocrystalline Module | N | 154.2
2177 | Silray | SR-180 | 180W Monocrystalline Module | N | 159.7
2178 | Silray | SRAP-180G6M | 180W Polycrystalline Module | N | 160.5
2179 | Silray | SRAP-180G6S | 180W Monocrystalline Module | N | 159.7
2180 | Silray | SRMA-180WP | 180W Monocrystalline Module | N | 158.8
2181 | Silray | SRAP-185G6M | 185W Polycrystalline Module | N | 165.1
2182 | Silray | SRAP-185G6S | 185W Monocrystalline Module | N | 164.3
2183 | Silray | SRAP-190G6M | 190W Polycrystalline Module | N | 167.8
2184 | Silray | SRAP-190G6S | 190W Monocrystalline Module | N | 169.8
2185 | Silray | SRAP-195G6M | 195W Polycrystalline Module | N | 172.4
2186 | Silray | SRAP-195G6S | 195W Monocrystalline Module | N | 174.4
2187 | Silray | SRAP-200G6M | 200W Polycrystalline Module | N | 176.9
2188 | Silray | SRAP-200G6S | 200W Monocrystalline Module | N | 179
2189 | Silray | SRAP-205G6M | 205W Polycrystalline Module | N | 181.5
2190 | Silray | SRAP-205G6S | 205W Monocrystalline Module | N | 183.6
2191 | Silray | SRAP-210G6M | 210W Polycrystalline Module | N | 186.1
2192 | Silray | SRAP-210G6S | 210W Monocrystalline Module | N | 188.2
2193 | Sintek Photronic | STK-S6C2PE-A | 175W Polycrystalline Module | N | 155.9
2194 | Sintek Photronic | STK-S6C1ME-A | 180W Monocrystalline Module | N | 159.7
2195 | Sintek Photronic | STK-S6B1PE-A | 200W Polycrystalline Module | N | 176.9
2196 | Sintek Photronic | STK-S6B1ME-A | 205W Monocrystalline Module | N | 183.6
2197 | Solar Enertech (Shanghai) | SE175-72M | 175W Monocrystalline Module | N | 150.8
2198 | Solar Enertech (Shanghai) | SE180-72M | 180W Monocrystalline Module | N | 155.3
2199 | Solar Enertech (Shanghai) | SE185-72M | 185W Monocrystalline Module | N | 159.8
2200 | Solar Enertech (Shanghai) | SE195-54P | 195W Polycrystalline Module | N | 169.9
2201 | Solar Enertech (Shanghai) | SE200-54P | 200W Polycrystalline Module | N | 174.4
2202 | Solar Enertech (Shanghai) | SE205-54P | 205W Polycrystalline Module | N | 178.9
2203 | Solar Enertech (Shanghai) | SE210-54P | 210W Polycrystalline Module | N | 183.4
2204 | Solar Frontier | SC70-US-P | 70W Thin Film Module | N | 60.6
2205 | Solar Frontier | SF70-US-B | 70W Thin Film Module | N | 60.6
2206 | Solar Frontier | SF70-US-P | 70W Thin Film Module | N | 60.6
2207 | Solar Frontier | SC75-US-P | 75W Thin Film Module | N | 64.9
2208 | Solar Frontier | SF75-US-B | 75W Thin Film Module | N | 64.9
2209 | Solar Frontier | SF75-US-P | 75W Thin Film Module | N | 64.9
2210 | Solar Frontier | SC80-US-P | 80W Thin Film Module | N | 71.1
2211 | Solar Frontier | SF80-US-B | 80W Thin Film Module | N | 71.1
2212 | Solar Frontier | SF80-US-P | 80W Thin Film Module | N | 71.1
2213 | Solar Frontier | SF85-US-B | 85W Thin Film Module | N | 76.7
2214 | Solar Frontier | SF85-US-P | 85W Thin Film Module | N | 76.7
2215 | Solar Integrated Technologies | SI-G1 288 | 288W Thin Film Roofing Membrane | Y | 260
2216 | Solar Integrated Technologies | SI-T1 288 | 288W Thin Film Roofing Membrane | Y | 260
2217 | Solar Integrated Technologies | SI-G1 576 | 576W Thin Film Roofing Membrane | Y | 519.9
2218 | Solar Integrated Technologies | SI-T1 576 | 576W Thin Film Roofing Membrane | Y | 519.9
2219 | Solar Integrated Technologies | SI-G1 720 | 720W Thin Film Roofing Membrane | Y | 649.9
2220 | Solar Integrated Technologies | SI-G1 864 | 864W Thin Film Roofing Membrane | Y | 779.8
2221 | Solar Power (SPI) | SP165FM52 | 165W Monocrystalline Module | N | 149.8
2222 | Solar Power (SPI) | SP170FM12 | 170W Monocrystalline Module | N | 152
2223 | Solar Power (SPI) | SP170FM22 | 170W Monocrystalline Module | N | 146.6
2224 | Solar Power (SPI) | SP170FM52 | 170W Monocrystalline Module | N | 154.5
2225 | Solar Power (SPI) | SP175FM12 | 175W Monocrystalline Module | N | 156.6
2226 | Solar Power (SPI) | SP175FM52 | 175W Monocrystalline Module | N | 159.1
2227 | Solar Power (SPI) | SP180FM12 | 180W Monocrystalline Module | N | 161.2
2228 | Solar Power (SPI) | SP180FM52 | 180W Monocrystalline Module | N | 163.7
2229 | Solar Power (SPI) | SP190FM52 | 190W Monocrystalline Module | N | 171.8
2230 | Solar Power (SPI) | SP190FP12 | 190W Polycrystalline Module | N | 173.8
2231 | Solar Power (SPI) | SP190FP52 | 190W Polycrystalline Module | N | 170.4
2232 | Solar Power (SPI) | SP195FM12 | 195W Monocrystalline Module | N | 173.2
2233 | Solar Power (SPI) | SP195FM52 | 195W Monocrystalline Module | N | 176.4
2234 | Solar Power (SPI) | SP195FP12 | 195W Polycrystalline Module | N | 178.5
2235 | Solar Power (SPI) | SP195FP42 | 195W Polycrystalline Module | N | 175.4
2236 | Solar Power (SPI) | SP195FP52 | 195W Polycrystalline Module | N | 175
2237 | Solar Power (SPI) | SP195FP82 | 195W Polycrystalline Module | N | 172
2238 | Solar Power (SPI) | SP200FM12 | 200W Monocrystalline Module | N | 177.8
2239 | Solar Power (SPI) | SP200FM52 | 200W Monocrystalline Module | N | 181
2240 | Solar Power (SPI) | SP200FP12 | 200W Polycrystalline Module | N | 183.1
2241 | Solar Power (SPI) | SP200FP42 | 200W Polycrystalline Module | N | 180
2242 | Solar Power (SPI) | SP200FP52 | 200W Polycrystalline Module | N | 179.6
2243 | Solar Power (SPI) | SP200FP82 | 200W Polycrystalline Module | N | 176.5
2244 | Solar Power (SPI) | SP200FPA2 | 200W Polycrystalline Module | N | 177.8
2245 | Solar Power (SPI) | SP200FPB2-01 | 200W Polycrystalline Module | N | 177.7
2246 | Solar Power (SPI) | SP205FM12 | 205W Monocrystalline Module | N | 182.4
2247 | Solar Power (SPI) | SP205FM52 | 205W Monocrystalline Module | N | 185.7
2248 | Solar Power (SPI) | SP205FP12 | 205W Polycrystalline Module | N | 187.8
2249 | Solar Power (SPI) | SP205FP42 | 205W Polycrystalline Module | N | 184.6
2250 | Solar Power (SPI) | SP205FP52 | 205W Polycrystalline Module | N | 184.2
2251 | Solar Power (SPI) | SP205FP82 | 205W Polycrystalline Module | N | 181.1
2252 | Solar Power (SPI) | SP205FPA2 | 205W Polycrystalline Module | N | 182.4
2253 | Solar Power (SPI) | SP205FPB2-01 | 205W Polycrystalline Module | N | 182.3
2254 | Solar Power (SPI) | SP210FM12 | 210W Monocrystalline Module | N | 187
2255 | Solar Power (SPI) | SP210FM52 | 210W Monocrystalline Module | N | 190.3
2256 | Solar Power (SPI) | SP210FP12 | 210W Polycrystalline Module | N | 192.5
2257 | Solar Power (SPI) | SP210FP42 | 210W Polycrystalline Module | N | 189.2
2258 | Solar Power (SPI) | SP210FP52 | 210W Polycrystalline Module | N | 188.8
2259 | Solar Power (SPI) | SP210FP82 | 210W Polycrystalline Module | N | 185.6
2260 | Solar Power (SPI) | SP210FPA2 | 210W Polycrystalline Module | N | 187
2261 | Solar Power (SPI) | SP210FPB2-01 | 210W Polycrystalline Module | N | 186.8
2262 | Solar Power (SPI) | SP220FP12 | 220W Polycrystalline Module | N | 197.4
2263 | Solar Power (SPI) | SP220FP52 | 220W Polycrystalline Module | N | 198.3
2264 | Solar Power (SPI) | SP220FP82 | 220W Polycrystalline Module | N | 197.3
2265 | Solar Power (SPI) | SP220FPA2 | 220W Polycrystalline Module | N | 195.2
2266 | Solar Power (SPI) | SP220FPB2-01 | 220W Polycrystalline Module | N | 198.4
2267 | Solar Power (SPI) | SP225FP12 | 225W Polycrystalline Module | N | 202
2268 | Solar Power (SPI) | SP225FP52 | 225W Polycrystalline Module | N | 202.9
2269 | Solar Power (SPI) | SP225FP82 | 225W Polycrystalline Module | N | 201.9
2270 | Solar Power (SPI) | SP225FPA2 | 225W Polycrystalline Module | N | 199.8
2271 | Solar Power (SPI) | SP225FPB2-01 | 225W Polycrystalline Module | N | 203
2272 | Solar Power (SPI) | SP230FP12 | 230W Polycrystalline Module | N | 206.6
2273 | Solar Power (SPI) | SP230FP52 | 230W Polycrystalline Module | N | 207.5
2274 | Solar Power (SPI) | SP230FP82 | 230W Polycrystalline Module | N | 206.5
2275 | Solar Power (SPI) | SP230FPA2 | 230W Polycrystalline Module | N | 204.4
2276 | Solar Power (SPI) | SP230FPB2-0 | 230W Polycrystalline Module | N | 207.6
2277 | Solar Power (SPI) | SP235FPB2-01 | 235W Polycrystalline Module | N | 212.2
2278 | Solar Power (SPI) | SP240FPB2-01 | 240W Polycrystalline Module | N | 216.9
2279 | Solar Power (SPI) | SP245FPB2-01 | 245W Polycrystalline Module | N | 221.5
2280 | Solar Power Industries | SPI-M160-60 | 160W Polycrystalline Module | N | 141
2281 | Solar Power Industries | SPI-M170-60 | 170W Polycrystalline Module | N | 150
2282 | Solar Power Industries | SPI-M180-60 | 180W Polycrystalline Module | N | 159
2283 | Solar Power Industries | SPI-M190-60 | 190W Polycrystalline Module | N | 168.1
2284 | Solar Power Industries | SPI-156-200W | 200W Polycrystalline Module | N | 180.2
2285 | Solar Power Industries | SPI-M200-60 | 200W Polycrystalline Module | N | 177.1
2286 | Solar Power Industries | SPI-M210-60 | 210W Polycrystalline Module | N | 192.3
2287 | Solar Power Industries | SPI-M215-60 | 215W Polycrystalline Module | N | 197
2288 | Solar Power Industries | SPI-M220-60 | 220W Polycrystalline Module | N | 201.6
2289 | Solar Power Industries | SPI-M225-60 | 225W Polycrystalline Module | N | 206.3
2290 | Solar Power Industries | SPI-M230-60 | 230W Polycrystalline Module | N | 211
2291 | Solar Semiconductor | SSI-S6-125 | 125W Monocrystalline Module | N | 106.3
2292 | Solar Semiconductor | SSI-S6-130 | 130W Monocrystalline Module | N | 110.7
2293 | Solar Semiconductor | SSI-S6-135 | 135W Monocrystalline Module | N | 115.1
2294 | Solar Semiconductor | SSI-S6-140 | 140W Monocrystalline Module | N | 119.5
2295 | Solar Semiconductor | SSI-S6-145 | 145W Monocrystalline Module | N | 124
2296 | Solar Semiconductor | SSI-S6-170 | 170W Monocrystalline Module | N | 145.5
2297 | Solar Semiconductor | SSI-S6-175 | 175W Monocrystalline Module | N | 149.9
2298 | Solar Semiconductor | SSI-S6-180 | 180W Monocrystalline Module | N | 154.3
2299 | Solar Semiconductor | SSI-S6-185 | 185W Monocrystalline Module | N | 158.8
2300 | Solar Semiconductor | SSI-S6-190 | 190W Monocrystalline Module | N | 166.5
2301 | Solar Semiconductor | SSI-S6-195 | 195W Monocrystalline Module | N | 171
2302 | Solar Semiconductor | SSI-S6-200 | 200W Monocrystalline Module | N | 175.5
2303 | Solar Semiconductor | SSI-S6-205 | 205W Monocrystalline Module | N | 180
2304 | Solar Semiconductor | SSI-S6-210 | 210W Monocrystalline Module | N | 184.5
2305 | Solar Semiconductor | SSI-3M6-215 | 215W Polycrystalline Module | N | 193.5
2306 | Solar Semiconductor | SSI-M6-215 | 215W Polycrystalline Module | N | 190.2
2307 | Solar Semiconductor | SSI-S6-215 | 215W Monocrystalline Module | N | 185.1
2308 | Solar Semiconductor | SSI-3M6-220 | 220W Polycrystalline Module | N | 198.1
2309 | Solar Semiconductor | SSI-M6-220 | 220W Polycrystalline Module | N | 194.8
2310 | Solar Semiconductor | SSI-S6-220 | 220W Monocrystalline Module | N | 189.6
2311 | Solar Semiconductor | SSI-3M6-225 | 225W Polycrystalline Module | N | 202.7
2312 | Solar Semiconductor | SSI-M6-225 | 225W Polycrystalline Module | N | 199.3
2313 | Solar Semiconductor | SSI-S6-225 | 225W Monocrystalline Module | N | 194.1
2314 | Solar Semiconductor | SSI-3M6-230 | 230W Polycrystalline Module | N | 207.3
2315 | Solar Semiconductor | SSI-M6-230 | 230W Polycrystalline Module | N | 203.9
2316 | Solar Semiconductor | SSI-S6-230 | 230W Monocrystalline Module | N | 198.5
2317 | Solar Semiconductor | SSI-3M6-235 | 235W Polycrystalline Module | N | 212
2318 | Solar Semiconductor | SSI-M6-235 | 235W Polycrystalline Module | N | 208.4
2319 | Solar Semiconductor | SSI-S6-235 | 235W Monocrystalline Module | N | 203
2320 | Solar Semiconductor | SSI-S6-260 | 260W Monocrystalline Module | N | 217.1
2321 | Solar Semiconductor | SSI-S6-265 | 265W Monocrystalline Module | N | 221.5
2322 | Solar Semiconductor | SSI-S6-270 | 270W Monocrystalline Module | N | 225.8
2323 | Solar Semiconductor | SSI-S6-275 | 275W Monocrystalline Module | N | 230.2
2324 | Solar Semiconductor | SSI-S6-280 | 280W Monocrystalline Module | N | 234.6
2325 | Solarfun Power | SF160-24-M150 | 150W Monocrystalline Module | N | 133.6
2326 | Solarfun Power | SF160-24-M155 | 155W Monocrystalline Module | N | 138.1
2327 | Solarfun Power | SF160-24-M160 | 160W Monocrystalline Module | N | 142.7
2328 | Solarfun Power | SF160-24-M160B | 160W Monocrystalline Module, Black Backsheet | N | 144.1
2329 | Solarfun Power | SF160-24-M165 | 165W Monocrystalline Module | N | 147.2
2330 | Solarfun Power | SF160-24-M165B | 165W Monocrystalline Module, Black Backsheet | N | 148.7
2331 | Solarfun Power | SF160-24-P165 | 165W Polycrystalline Module | N | 145.5
2332 | Solarfun Power | SF160-24-M170 | 170W Monocrystalline Module | N | 151.8
2333 | Solarfun Power | SF160-24-M170B | 170W Monocrystalline Module, Black Backsheet | N | 153.3
2334 | Solarfun Power | SF160-24-P170 | 170W Polycrystalline Module | N | 150
2335 | Solarfun Power | SF190-27-P170 | 170W Polycrystalline Module | N | 150.4
2336 | Solarfun Power | SF160-24-M175 | 175W Monocrystalline Module | N | 156.4
2337 | Solarfun Power | SF160-24-M175B | 175W Monocrystalline Module, Black Backsheet | N | 158
2338 | Solarfun Power | SF160-24-P175 | 175W Polycrystalline Module | N | 154.5
2339 | Solarfun Power | SF190-27-P175 | 175W Polycrystalline Module | N | 155
2340 | Solarfun Power | SF160-24-M180 | 180W Monocrystalline Module | N | 161
2341 | Solarfun Power | SF160-24-M180B | 180W Monocrystalline Module, Black Backsheet | N | 162.6
2342 | Solarfun Power | SF190-27-M180B | 180W Monocrystalline Module, Black Backsheet | N | 159.4
2343 | Solarfun Power | SF190-27-P180 | 180W Polycrystalline Module | N | 159.5
2344 | Solarfun Power | SF160-24-M185 | 185W Monocrystalline Module | N | 165.6
2345 | Solarfun Power | SF160-24-M185B | 185W Monocrystalline Module, Black Backsheet | N | 167.2
2346 | Solarfun Power | SF190-27-M185B | 185W Monocrystalline Module, Black Backsheet | N | 164
2347 | Solarfun Power | SF190-27-P185 | 185W Polycrystalline Module | N | 164
2348 | Solarfun Power | SF190-27-M190B | 190W Monocrystalline Module, Black Backsheet | N | 168.5
2349 | Solarfun Power | SF190-27-P190 | 190W Polycrystalline Module | N | 168.6
2350 | Solarfun Power | SF190-27-M195B | 195W Monocrystalline Module, Black Backsheet | N | 173.1
2351 | Solarfun Power | SF190-27-P195 | 195W Polycrystalline Module | N | 173.1
2352 | Solarfun Power | SF190-27-M200B | 200W Monocrystalline Module, Black Backsheet | N | 177.6
2353 | Solarfun Power | SF190-27-P200 | 200W Polycrystalline Module | N | 177.7
2354 | Solarfun Power | SF220-30-M200 | 200W Monocrystalline Module | N | 179.9
2355 | Solarfun Power | SF220-30-M200B | 200W Monocrystalline Module | N | 178.9
2356 | Solarfun Power | SF220-30-P200 | 200W Polycrystalline Module | N | 180
2357 | Solarfun Power | SF220-30-P200B | 200W Polycrystalline Module | N | 178.9
2358 | Solarfun Power | SF190-27-M205B | 205W Monocrystalline Module, Black Backsheet | N | 182.2
2359 | Solarfun Power | SF190-27-P205 | 205W Polycrystalline Module | N | 182.3
2360 | Solarfun Power | SF220-30-M205 | 205W Monocrystalline Module | N | 184.5
2361 | Solarfun Power | SF220-30-M205B | 205W Monocrystalline Module | N | 183.5
2362 | Solarfun Power | SF220-30-P205 | 205W Polycrystalline Module | N | 184.6
2363 | Solarfun Power | SF220-30-P205B | 205W Polycrystalline Module | N | 183.4
2364 | Solarfun Power | SF190-27-M210B | 210W Monocrystalline Module, Black Backsheet | N | 186.7
2365 | Solarfun Power | SF190-27-P210 | 210W Polycrystalline Module | N | 186.8
2366 | Solarfun Power | SF220-30-M210 | 210W Monocrystalline Module | N | 189.1
2367 | Solarfun Power | SF220-30-M210B | 210W Monocrystalline Module | N | 188.1
2368 | Solarfun Power | SF220-30-P210 | 210W Polycrystalline Module | N | 189.2
2369 | Solarfun Power | SF220-30-P210B | 210W Polycrystalline Module | N | 188
2370 | Solarfun Power | SF220-30-M215 | 215W Monocrystalline Module | N | 193.7
2371 | Solarfun Power | SF220-30-M215B | 215W Monocrystalline Module | N | 192.6
2372 | Solarfun Power | SF220-30-P215 | 215W Polycrystalline Module | N | 193.8
2373 | Solarfun Power | SF220-30-P215B | 215W Polycrystalline Module | N | 192.6
2374 | Solarfun Power | SF220-30-M220 | 220W Monocrystalline Module | N | 198.3
2375 | Solarfun Power | SF220-30-M220B | 220W Monocrystalline Module | N | 197.2
2376 | Solarfun Power | SF220-30-P220 | 220W Polycrystalline Module | N | 198.4
2377 | Solarfun Power | SF220-30-P220B | 220W Polycrystalline Module | N | 197.2
2378 | Solarfun Power | SF220-30-M225 | 225W Monocrystalline Module | N | 202.9
2379 | Solarfun Power | SF220-30-M225B | 225W Monocrystalline Module | N | 201.8
2380 | Solarfun Power | SF220-30-P225 | 225W Polycrystalline Module | N | 203
2381 | Solarfun Power | SF220-30-P225B | 225W Polycrystalline Module | N | 201.8
2382 | Solarfun Power | SF220-30-M230 | 230W Monocrystalline Module | N | 207.5
2383 | Solarfun Power | SF220-30-M230B | 230W Monocrystalline Module | N | 206.4
2384 | Solarfun Power | SF220-30-P230 | 230W Polycrystalline Module | N | 207.6
2385 | Solarfun Power | SF220-30-P230B | 230W Polycrystalline Module | N | 206.4
2386 | Solarfun Power | SF220-30-M235 | 235W Monocrystalline Module | N | 212.2
2387 | Solarfun Power | SF220-30-M235B | 235W Monocrystalline Module | N | 211
2388 | Solarfun Power | SF220-30-P235 | 235W Polycrystalline Module | N | 212.2
2389 | Solarfun Power | SF220-30-P235B | 235W Polycrystalline Module | N | 211
2390 | Solarfun Power | SF220-30-M240 | 240W Monocrystalline Module | N | 216.8
2391 | Solarfun Power | SF220-30-M240B | 240W Monocrystalline Module | N | 215.6
2392 | Solarfun Power | SF220-30-P240 | 240W Polycrystalline Module | N | 216.9
2393 | Solarfun Power | SF220-30-P240B | 240W Polycrystalline Module | N | 215.6
2394 | Solarfun Power | SF220-30-M245 | 245W Monocrystalline Module | N | 221.4
2395 | Solarfun Power | SF220-30-M245B | 245W Monocrystalline Module | N | 220.3
2396 | Solarfun Power | SF220-30-P245 | 245W Polycrystalline Module | N | 221.5
2397 | Solarfun Power | SF220-30-P245B | 245W Polycrystalline Module | N | 220.2
2398 | Solargate Technology | SG-2150 | 215W Polycrystalline Module | N | 192.5
2399 | Solargate Technology | SG-2200 | 220W Polycrystalline Module | N | 197.1
2400 | Solarland USA | SLP115S-17H | 115W Monocrystalline Module | N | 103.2
2401 | Solarland USA | SLP120S-17H | 120W Monocrystalline Module | N | 107.8
2402 | Solarland USA | SLP125S-17H | 125W Monocrystalline Module | N | 112.4
2403 | Solarland USA | SLP160S-24H | 160W Monocrystalline Module | N | 143.5
2404 | Solarland USA | SLP165S-24H | 165W Monocrystalline Module | N | 148
2405 | Solarland USA | SLP170S-24H | 170W Monocrystalline Module | N | 152.6
2406 | Solarland USA | SLP175S-24H | 175W Monocrystalline Module | N | 156.1
2407 | Solarland USA | SLP175S-24J | 175W Monocrystalline Module | N | 153.4
2408 | Solarland USA | SLP180S-24H | 180W Monocrystalline Module | N | 160.7
2409 | Solarland USA | SLP180S-24J | 180W Monocrystalline Module | N | 158
2410 | Solarland USA | SLP185S-24H | 185W Monocrystalline Module | N | 165.3
2411 | Solarland USA | SLP185S-24J | 185W Monocrystalline Module | N | 162.5
2412 | Solarland USA | SLP200-18H | 200W Polycrystalline Module | N | 179.8
2413 | Solarland USA | SLP205-18H | 205W Polycrystalline Module | N | 184.4
2414 | Solarland USA | SLP210-18H | 210W Polycrystalline Module | N | 189
2415 | Solarland USA | SLP215-18H | 215W Polycrystalline Module | N | 193.6
2416 | Solarland USA | SLP220-18H | 220W Polycrystalline Module | N | 198.2
2417 | Solartec USA | SDM-170/(165)-72M | 165W Monocrystalline Module | N | 145.3
2418 | Solartec USA | SDM-170/(170)-72M | 170W Monocrystalline Module | N | 149.8
2419 | Solartec USA | SDM-170/(175)-72M | 175W Monocrystalline Module | N | 154.3
2420 | Solartec USA | SDM-170/(180)-72M | 180W Monocrystalline Module | N | 158.9
2421 | Solartec USA | SDM-170/(185)-72M | 185W Monocrystalline Module | N | 163.4
2422 | Solartech Energy | SEC-210W-M6-G | 210W Polycrystalline Module | N | 187.4
2423 | Solartech Energy | SEC-215W-M6-G | 215W Polycrystalline Module | N | 192
2424 | Solartech Energy | SEC-220W-M6-G | 220W Polycrystalline Module | N | 196.6
2425 | Solartech Energy | SEC-225W-M6-G | 225W Polycrystalline Module | N | 201.1
2426 | Solartech Energy | SEC-230W-M6-G | 230W Polycrystalline Module | N | 205.7
2427 | Solartech Power | SPM190P | 190W Polycrystalline Module, Framed | N | 159.1
2428 | Solartech Power | SPM195P | 195W Polycrystalline Module, Framed | N | 163.5
2429 | Solartech Power | SPM200P | 200W Polycrystalline Module, Framed | N | 167.8
2430 | Solartech Power | SPM205P | 205W Polycrystalline Module, Framed | N | 172.1
2431 | Solartech Power | SPM210P | 210W Polycrystalline Module, Framed | N | 176.5
2432 | Solartech Power | SPM220P | 220W Polycrystalline Module | N | 196.2
2433 | Solartech Power | SPM225P | 225W Polycrystalline Module | N | 200.8
2434 | Solartech Power | SPM230P | 230W Polycrystalline Module | N | 205.4
2435 | Solartech Power | SPM235P | 235W Polycrystalline Module | N | 210
2436 | Solartech Power | SPM240P | 240W Polycrystalline Module | N | 214.6
2437 | SolarWorld | SW165 mono | 165W Monocrystalline Module | N | 147.4
2438 | SolarWorld | SW175 mono | 175W Monocrystalline Module | N | 156.6
2439 | SolarWorld | SW220 mono | 220W Monocrystalline Module | N | 196.5
2440 | SolarWorld | SW220 mono black | 220W Monocrystalline Module | N | 195.9
2441 | SolarWorld | SW225 mono | 225W Monocrystalline Module | N | 201.2
2442 | SolarWorld | SW225 mono black | 225W Monocrystalline Module | N | 200.4
2443 | SolarWorld | SW230 mono | 230W Monocrystalline Module | N | 205.8
2444 | SolarWorld | SW230 mono black | 230W Monocrystalline Module, Black Backsheet | N | 205
2445 | SolarWorld | Sunmodule SW 235 Black | 235W Monocrystalline Module | N | 209.8
2446 | SolarWorld | SW235 mono | 235W Monocrystalline Module | N | 210.4
2447 | SolarWorld | Sunmodule SW 240 Black | 240W Monocrystalline Module | N | 214.4
2448 | SolarWorld | SW240 mono | 240W Monocrystalline Module | N | 215
2449 | SolarWorld | SW245 mono | 245W Monocrystalline Module | N | 219.6
2450 | SOLON | P220/6+/01 215 Wp | 215W Polycrystalline Module | N | 189.8
2451 | SOLON | P220/6+/01 220 Wp | 220W Polycrystalline Module | N | 194.3
2452 | SOLON | M 230/15/01 225WP | 225W Monocrystalline Module | N | 191.8
2453 | SOLON | P220/6+/01 225 Wp | 225W Polycrystalline Module | N | 198.9
2454 | SOLON | SOLON Black 230/15/01 225WP | 225W Monocrystalline Module | N | 191.8
2455 | SOLON | SOLON Black 230/6+/01 225 Wp | 225W Monocrystalline Module | N | 194.4
2456 | SOLON | M 230/15/01 230WP | 230W Monocrystalline Module | N | 196.2
2457 | SOLON | P220/6+/01 230 Wp | 230W Polycrystalline Module | N | 203.4
2458 | SOLON | SOLON Black 230/15/01 230WP | 230W Monocrystalline Module | N | 196.2
2459 | SOLON | SOLON Black 230/6+/01 230 Wp | 230W Monocrystalline Module | N | 198.9
2460 | SOLON | M 230/15/01 235WP | 235W Monocrystalline Module | N | 200.7
2461 | SOLON | P220/6+/01 235 Wp | 235W Polycrystalline Module | N | 208
2462 | SOLON | SOLON Black 230/15/01 235WP | 235W Monocrystalline Module | N | 200.7
2463 | SOLON | SOLON Black 230/6+/01 235 Wp | 235W Monocrystalline Module | N | 203.4
2464 | SOLON | M 230/15/01 240WP | 240W Monocrystalline Module | N | 205.1
2465 | SOLON | SOLON Black 230/15/01 240WP | 240W Monocrystalline Module | N | 205.1
2466 | SOLON | SOLON Black 230/6+/01 240 Wp | 240W Monocrystalline Module | N | 207.9
2467 | SOLON | SOLON Blue 270/09/01 250 Wp | 250W Polycrystalline Module | N | 220.8
2468 | SOLON | SOLON Blue 270/09/01 255 Wp | 255W Polycrystalline Module | N | 225.4
2469 | SOLON | SOLON Blue 270/09/01 260 Wp | 260W Polycrystalline Module | N | 229.9
2470 | SOLON | SOLON Black 280/09/01 265 Wp | 265W Monocrystalline Module | N | 229.2
2471 | SOLON | SOLON Blue 270/09/01 265 Wp | 265W Polycrystalline Module | N | 234.5
2472 | SOLON | SOLON Black 280/09/01 270 Wp | 270W Monocrystalline Module | N | 233.7
2473 | SOLON | SOLON Blue 270/09/01 270 Wp | 270W Polycrystalline Module | N | 239
2474 | SOLON | SOLON Black 280/09/01 275 Wp | 275W Monocrystalline Module | N | 238.2
2475 | SOLON | SOLON Blue 270/09/01 275 Wp | 275W Polycrystalline Module | N | 243.1
2476 | SOLON | SOLON Black 280/09/01 280 Wp | 280W Monocrystalline Module | N | 242.7
2477 | SOLON | SOLON Blue 270/09/01 280 Wp | 280W Polycrystalline Module | N | 247.6
2478 | SOLON | SOLON Black 280/09/01 285 Wp | 285W Monocrystalline Module | N | 247.2
2479 | SOLON | SOLON Blue 270/09/01 285 Wp | 285W Polycrystalline Module | N | 252.2
2480 | SOLON | SOLON Black 280/09/01 290 Wp | 290W Monocrystalline Module | N | 250.3
2481 | SOLON | SOLON Blue 270/09/01 290 Wp | 290W Polycrystalline Module | N | 256.7
2482 | SOLON | SOLON Black 280/09/01 295 Wp | 295W Monocrystalline Module | N | 254.8
2483 | SOLON | SOLON Black 280/09/01 300 Wp | 300W Monocrystalline Module | N | 259.3
2484 | Solyndra | SL-001-135 | 135W CIGS Thin Film Module | N | 126.7
2485 | Solyndra | SL-001-135N | 135W CIGS Thin Film Module | N | 126.7
2486 | Solyndra | SL-001-135U | 135W CIGS Thin Film Module | N | 126.7
2487 | Solyndra | SL-001-150 | 150W CIGS Thin Film Module | N | 141
2488 | Solyndra | SL-001-150N | 150W CIGS Thin Film Module | N | 141
2489 | Solyndra | SL-001-150U | 150W CIGS Thin Film Module | N | 141
2490 | Solyndra | SL-001-157 | 157W CIGS Thin Film Module | N | 147.6
2491 | Solyndra | SL-001-157N | 157W CIGS Thin Film Module | N | 147.6
2492 | Solyndra | SL-001-157U | 157W CIGS Thin Film Module | N | 147.6
2493 | Solyndra | SL-150-157 | 157W CIGS Thin Film Module | N | 147.1
2494 | Solyndra | SL-001-165 | 165W CIGS Thin Film Module | N | 155.2
2495 | Solyndra | SL-001-165N | 165W CIGS Thin Film Module | N | 155.2
2496 | Solyndra | SL-001-165U | 165W CIGS Thin Film Module | N | 155.2
2497 | Solyndra | SL-150-165 | 165W CIGS Thin Film Module | N | 154.7
2498 | Solyndra | SL-001-173 | 173W CIGS Thin Film Module | N | 162.8
2499 | Solyndra | SL-001-173N | 173W CIGS Thin Film Module | N | 162.8
2500 | Solyndra | SL-001-173U | 173W CIGS Thin Film Module | N | 162.8
2501 | Solyndra | SL-150-173 | 173W CIGS Thin Film Module | N | 162.2
2502 | Solyndra | SL-200-173 | 173W CIGS Thin Film Module | N | 159.7
2503 | Solyndra | SL-001-182 | 182W CIGS Thin Film Module | N | 171.4
2504 | Solyndra | SL-001-182N | 182W CIGS Thin Film Module | N | 171.4
2505 | Solyndra | SL-001-182U | 182W CIGS Thin Film Module | N | 171.4
2506 | Solyndra | SL-150-182 | 182W CIGS Thin Film Module | N | 170.7
2507 | Solyndra | SL-200-182 | 182W CIGS Thin Film Module | N | 168
2508 | Solyndra | SL-001-191 | 191W CIGS Thin Film Module | N | 179.9
2509 | Solyndra | SL-001-191N | 191W CIGS Thin Film Module | N | 179.9
2510 | Solyndra | SL-001-191U | 191W CIGS Thin Film Module | N | 179.9
2511 | Solyndra | SL-150-191 | 191W CIGS Thin Film Module | N | 179.3
2512 | Solyndra | SL-200-191 | 191W CIGS Thin Film Module | N | 176.4
2513 | Solyndra | SL-001-200 | 200W CIGS Thin Film Module | N | 188.5 | $725.00ea.
2514 | Solyndra | SL-001-200N | 200W CIGS Thin Film Module | N | 188.5
2515 | Solyndra | SL-001-200U | 200W CIGS Thin Film Module | N | 188.5
2516 | Solyndra | SL-150-200 | 200W CIGS Thin Film Module | N | 187.8
2517 | Solyndra | SL-200-200 | 200W CIGS Thin Film Module | N | 184.8
2518 | Solyndra | SL-200-210 | 210W CIGS Thin Film Module | N | 194.2
2519 | Solyndra | SL-200-220 | 220W CIGS Thin Film Module | N | 203.5
2520 | Sonali Energees USA | SS1750-170W | 170W Monocyrstalline Module | N | 151.9
2521 | Sonali Energees USA | SS1750-175W | 175W Monocyrstalline Module | N | 156.5
2522 | Sonali Energees USA | SS1750-180W | 180W Monocyrstalline Module | N | 161.1
2523 | Sonali Energees USA | SS2100-210W | 210W Monocyrstalline Module | N | 189.5
2524 | Sonali Energees USA | SS2100-215W | 215W Monocrystalline Module | N | 194.1
2525 | Sonali Energees USA | SS2100-220W | 220W Monocrystalline Module | N | 198.8
2526 | Sonali Energees USA | SS2300-230W | 230W Monocrystalline Module | N | 200.4
2527 | Sonali Energees USA | SS2300-235W | 235W Monocrystalline Module | N | 204.9
2528 | Sonali Energees USA | SS2300-240W | 240W Monocrystalline Module | N | 209.4
2529 | Sonali Energees USA | SS2500-250W | 250W Monocrystalline Module | N | 213.4
2530 | Sonali Energees USA | SS2800-275W | 275W Monocrystalline Module | N | 228.4
2531 | Sonali Energees USA | SS2800-280W | 280W Monocrystalline Module | N | 232.7
2532 | Sonali Energees USA | SS2800-285W | 285W Monocrystalline Module | N | 237.1
2533 | Sovello | SV-T-190-yyy | 190W Polycrystalline Module | N | 172.9
2534 | Sovello | SV-X-190-yyy | 190W Polycrystalline Module | N | 172.9
2535 | Sovello | SV-T-195-yyy | 195W Polycrystalline Module | N | 177.6
2536 | Sovello | SV-X-195-yyy | 195W Polycrystalline Module | N | 177.5
2537 | Sovello | SV-T-200-yyy | 200W Polycrystalline Module | N | 182.2
2538 | Sovello | SV-X-200-yyy | 200W Polycrystalline Module | N | 182.2
2539 | Sovello | SV-X-205-yyy | 205W Polycrystalline Module | N | 186.8
2540 | Sovello | SV-X-210-yyy | 210W Polycrystalline Module | N | 191.5
2541 | SRS Energy | SPT16 | 15.75W Thin Film 3-a-Si Module | Y | 14.8
2542 | Sun Energy Engineering | SE14-50 | 50W Polycrystalline Waterproof Integrated PV Roof Tile | Y | 38.9
2543 | Sun Energy Engineering | SE14-52 | 52W Polycrystalline Waterproof Integrated PV Roof Tile | Y | 41.2
2544 | SUNGEN International | SGM-165D | 165W Monocrystalline Module | N | 147.3
2545 | SUNGEN International | SGM-170D | 170W Monocrystalline Module | N | 151.8
2546 | SUNGEN International | SGM-175D | 175W Monocrystalline Module | N | 156.4
2547 | SUNGEN International | SGM-180D | 180W Monocrystalline Module | N | 161
2548 | SUNGEN International | SGM-200P | 200W Polycrystalline Module | N | 175.9
2549 | SUNGEN International | SGM-210P | 210W Polycrystalline Module | N | 184.9
2550 | SUNGEN International | SGM-220P | 220W Polycrystalline Module | N | 194
2551 | SUNGEN International | SGM-230P | 230W Polycrystalline Module | N | 203.1
2552 | SUNGEN International | SGM-240P | 240W Polycrystalline Module | N | 211.7
2553 | SUNGEN International | SGM-250P | 250W Polycrystalline Module | N | 220.7
2554 | SUNGEN International | SGM-260P | 260W Polycrystalline Module | N | 229.8
2555 | SUNGEN International | SGM-270P | 270W Polycrystalline Module | N | 238.9
2556 | SUNGEN International | SGM-280P | 280W Polycrystalline Module | N | 248
2557 | Suniva | Suniva Art 235-60-2 | 235W Monocrystalline Module | N | 205.3
2558 | Suniva | Suniva Art 240-60-2 | 240W Monocrystalline Module | N | 209.8
2559 | Suniva | Suniva Art 245-60-2 | 245W Monocrystalline Module | N | 214.3
2560 | Sunperfect Solar | CRM60S125S | 60W Monocrystalline Module | N | 53.6
2561 | Sunperfect Solar | CRM85S125S | 85W Monocrystalline Module | N | 76.6
2562 | Sunperfect Solar | CRM115S125S | 115W Monocrystalline Module | N | 102.2
2563 | Sunperfect Solar | CRM145S125S | 145W Monocrystalline Module | N | 126.5
2564 | Sunperfect Solar | CRM175S125S | 175W Monocrystalline Module | N | 155.1
2565 | Sunperfect Solar | CRM185S156P-54 | 185W Polycrystalline Module | N | 163.5
2566 | Sunperfect Solar | CRM190S156P-54 | 190W Polycrystalline Module | N | 168.1
2567 | Sunperfect Solar | CRM195S125S | 195W Monocrystsalline Module | N | 171.7
2568 | Sunperfect Solar | CRM195S156P-54 | 195W Polycrystalline Module | N | 172.6
2569 | Sunperfect Solar | CRM200S156P-54 | 200W Polycrystalline Module | N | 176.1
2570 | Sunperfect Solar | CRM200S156P-60 | 200W Polycrystalline Module | N | 180.1
2571 | Sunperfect Solar | CRM205S156P-54 | 205W Polycrystalline Module | N | 180.6
2572 | Sunperfect Solar | CRM205S156P-60 | 205W Polycrystalline Module | N | 184.7
2573 | Sunperfect Solar | CRM210S156P-54 | 210W Polycrystalline Module | N | 185.3
2574 | Sunperfect Solar | CRM210S156P-60 | 210W Polycrystalline Module | N | 189.3
2575 | Sunperfect Solar | CRM215S156P-54 | 215W Polycrystalline Module | N | 189.9
2576 | Sunperfect Solar | CRM215S156P-60 | 215W Polycrystalline Module | N | 193.9
2577 | Sunperfect Solar | CRM220S156P-54 | 220W Polycrystalline Module | N | 194.4
2578 | Sunperfect Solar | CRM220S156P-60 | 220W Polycrystalline Module | N | 195.8
2579 | Sunperfect Solar | CRM225S156P-54 | 225W Polycrystalline Module | N | 199
2580 | Sunperfect Solar | CRM225S156P-60 | 225W Polycrystalline Module | N | 200.3
2581 | Sunperfect Solar | CRM230S156P-54 | 230W Polycrystalline Module | N | 203.6
2582 | Sunperfect Solar | CRM230S156P-60 | 230W Polycrystalline Module | N | 201.4
2583 | Sunperfect Solar | CRM235S125S | 235W Monocrystalline Module | N | 209.3
2584 | Sunperfect Solar | CRM235S156P-60 | 235W Polycrystalline Module | N | 206
2585 | Sunperfect Solar | CRM240S156P-60 | 240W Polycrystalline Module | N | 210.5
2586 | Sunperfect Solar | CRM240S156P-72 | 240W Polycrystalline Module | N | 211.3
2587 | Sunperfect Solar | CRM245S156P-60 | 245W Polycrystalline Module | N | 215
2588 | Sunperfect Solar | CRM245S156P-72 | 245W Polycrystalline Module | N | 215.8
2589 | Sunperfect Solar | CRM250S156P-60 | 250W Polycrystalline Module | N | 224.8
2590 | Sunperfect Solar | CRM250S156P-72 | 250W Polycrystalline Module | N | 220.4
2591 | Sunperfect Solar | CRM255S156P-60 | 255W Polycrystalline Module | N | 229.4
2592 | Sunperfect Solar | CRM255S156P-72 | 255W Polycrystalline Module | N | 224.9
2593 | Sunperfect Solar | CRM260S156P-60 | 260W Polycrystalline Module | N | 234.1
2594 | Sunperfect Solar | CRM260S156P-72 | 260W Polycrystalline Module | N | 230.5
2595 | Sunperfect Solar | CRM265S156P-72 | 265W Polycrystalline Module | N | 235.1
2596 | Sunperfect Solar | CRM270S156P-72 | 270W Polycrystalline Module | N | 239.6
2597 | Sunperfect Solar | CRM275S156P-72 | 275W Polycrystalline Module | N | 244.2
2598 | Sunperfect Solar | CRM280S156P-72 | 280W Polycrystalline Module | N | 248.8
2599 | Sunperfect Solar | CRM285S156P-72 | 285W Polycrystalline Module | N | 253.4
2600 | Sunperfect Solar | CRM290S156P-72 | 290W Polycrystalline Module | N | 257.9
2601 | Sunperfect Solar | CRM295S156P-72 | 295W Polycrystalline Module | N | 262.5
2602 | Sunperfect Solar | CRM300S156P-72 | 300W Polycrystalline Module | N | 267.1
2603 | SunPower | PL-PLT-63L-BLK-U | 63W Monocrystalline Module, SunTile | Y | 55.1
2604 | SunPower | SPR-76R-BLK-U | 76W Monocrystalline Module, SunTile | Y | 64.9
2605 | SunPower | SPR-76RE-BLK-U | 76W Monocrystalline Module, SunTile | Y | 64.9
2606 | SunPower | SPR-200-BLK-U | 200W Monocrystalline Module, Framed, Grid Connect, Black Backsheet | N | 179.7
2607 | SunPower | SPR-200-WHT-U | 200W Monocrystalline Module, Framed, Grid Connect, White Backsheet | N | 181.5
2608 | SunPower | SPR-205-BLK-U | 205W Monocrystalline Module, Framed, Grid Connect, Black Backsheet | N | 184.3
2609 | SunPower | SPR-208-WHT-U | 208W Monocrystalline Module, Framed, Grid Connect, White Backsheet | N | 188.9
2610 | SunPower | SPR-210-BLK-U | 210W Monocrystalline Module, Framed, Grid Connect, Black Backsheet | N | 188.9
2611 | SunPower | SPR-210-WHT-U | 210W Monocrystalline Module, Framed, Grid Connect, White Backsheet | N | 193.5
2612 | SunPower | SPR-215-WHT-U | 215W Monocrystalline Module, Framed, Grid Connect, White Backsheet | N | 198.3
2613 | SunPower | SPR-217-WHT-U | 217W Monocrystalline Module, Framed, Grid Connect, White Backsheet | N | 197.4
2614 | SunPower | SER-220P | 220W Polycrystalline Module | N | 194.8
2615 | SunPower | SPR-220-BLK-U | 220W Monocrystalline Module, Framed, Grid Connect, Black Backsheet | N | 198.2
2616 | SunPower | SPR-220-WHT-U | 220W Monocrystalline Module, Framed, Grid Connect, White Backsheet | N | 200.2
2617 | SunPower | SPR-225-BLK-U | 225W Monocrystalline Module, Framed, Grid Connect, Black Backsheet | N | 205
2618 | SunPower | SPR-225E-BLK-D | 225W Monocrystalline Module, Framed, Grid Connect, Black Backsheet | N | 205
2619 | SunPower | SPR-225E-WHT-D | 225W Monocrystalline Module, Framed, Grid Connect, White Backsheet | N | 203
2620 | SunPower | SER-228P | 228W Polycrystalline Module | N | 202
2621 | SunPower | SPR-230E-WHT-D | 230W Monocrystalline Module, Framed, Grid Connect, White Backsheet | N | 207.6
2622 | SunPower | SPR-230-WHT-U | 230W Monocrystalline Module, Framed, Grid Connect, White Backsheet | N | 212.3
2623 | SunPower | SPR-238E-WHT-D | 238W Monocrystalline Module, Framed, Grid Connect, White Backsheet | N | 215.1
2624 | SunPower | PL-SUNP-SPR-290 | 290W Monocrystalline Module, Laminate, Grid Connect, White Backsheet | N | 266.4
2625 | SunPower | SPR-290-WHT-U | 290W Monocrystalline Module, Framed, Grid Connect, White Backsheet | N | 266.4
2626 | SunPower | T5-SPR-290 | 290W Monocrystalline Module, Integrated Laminate/Frame/Mounting System, Grid Connect, White Backsheet | N | 266.4
2627 | SunPower | SPR-295E-WHT-U | 295W Monocrystalline Module, Framed, Grid Connect, White Backsheet | N | 271.1
2628 | SunPower | PL-SUNP-SPR-305 | 305W Monocrystalline Module, Laminate, Grid Connect, White Backsheet | N | 280.6
2629 | SunPower | SPR-305E-WHT-U | 305W Monocrystalline Module, Framed, Grid Connect, White Backsheet | N | 280.6
2630 | SunPower | SPR-305-WHT-U | 305W Monocrystalline Module, Framed, Grid Connect, White Backsheet | N | 280.6
2631 | SunPower | T5-SPR-305 | 305W Monocrystalline Module, Integrated Laminate/Frame/Mounting System, Grid Connect, White Backsheet | N | 280.6
2632 | SunPower | T5-SPR-305E | 305W Monocrystalline Module, Integrated Laminate/Frame/Mounting System, Grid Connect, White Backsheet | N | 280.6
2633 | SunPower | PL-SUNP-SPR-310 | 310W Monocrystalline Module, Laminate, Grid Connect, White Backsheet | N | 285.3
2634 | SunPower | SPR-310E-WHT-U | 310W Monocrystalline Module, Framed, Grid Connect, White Backsheet | N | 285.3
2635 | SunPower | SPR-310-WHT-U | 310W Monocrystalline Module, Framed, Grid Connect, White Backsheet | N | 285.3
2636 | SunPower | T5-SPR-310 | 310W Monocrystalline Module, Integrated Laminate/Frame/Mounting System, Grid Connect, White Backsheet | N | 285.3
2637 | SunPower | PL-SUNP-SPR-315E | 315W Monocrystalline Module, Laminate, Grid Connect, White Backsheet | N | 290
2638 | SunPower | SPR-315E-WHT-D | 315W Monocrystalline Module, Framed, Grid Connect, White Backsheet | N | 290
2639 | SunPower | SPR-315E-WHT-U | 315W Monocrystalline Module, Framed, Grid Connect, White Backsheet | N | 290
2640 | SunPower | T5-SPR-315 | 315W Monocrystalline Module, Integrated Laminate/Frame/Mounting System, Grid Connect, White Backsheet | N | 290
2641 | SunPower | T5-SPR-315E | 315W Monocrystalline Module, Integrated Laminate/Frame/Mounting System, Grid Connect, White Backsheet | N | 290
2642 | SunPower | PL-SUNP-SPR-318E | 318W Monocrystalline Module, Laminate, Grid Connect, White Backsheet | N | 292.9
2643 | SunPower | SPR-318E-WHT-D | 318W Monocrystalline Module | N | 292.9
2644 | SunPower | T5-SPR-318E | 318W Monocrystalline Module, Integrated Laminate/Frame/Mounting System, Grid Connect, White Backsheet | N | 292.9
2645 | SunPower | SPR-320E-WHT-D | 320W Monocrystalline Module | N | 294.8
2646 | SunPower | SPR-390E-WHT-D | 390W Monocrystalline Module | N | 361.4
2647 | SunPower | SPR-400E-WHT-D | 400W Monocrystalline Module | N | 370.9
2648 | SunPower | SPR-415E-WHT-D | 415W Monocrystalline Module | N | 385.2
2649 | Suntech Power | STP050D-5/ZCB | 50W Polycrystalline Waterproof Built-in PV Roof Tile | Y | 44
2650 | Suntech Power | STP050D-5/ZCF | 50W Polycrystalline Waterproof Built-in PV Roof Tile | Y | 44
2651 | Suntech Power | STP050D-5/ZCG | 50W Polycrystalline Waterproof Built-in PV Roof Tile | Y | 44
2652 | Suntech Power | STP120D-12/VEC | 120W Polycrystalline Module, MC Connectors, Transparent Backsheet | N | 106.9
2653 | Suntech Power | STP130D-12/VEC | 130W Polycrystalline Module, MC Connectors, Transparent Backsheet | N | 113.7
2654 | Suntech Power | STP135D-12/VEC | 135W Polycrystalline Module, MC Connectors, Transparent Backsheet | N | 118.2
2655 | Suntech Power | STP160S-24/Ab-1 Black | 160W Monocrystalline Module, MC Connectors, Black Backsheet | N | 138.4
2656 | Suntech Power | STP165S-24/Ab-1 Black | 165W Monocrystalline Module, MC Connectors, Black Backsheet | N | 142.8
2657 | Suntech Power | STP170S-24/Ab-1 | 170W Monocrystalline Module, MC Connectors | N | 151.4
2658 | Suntech Power | STP170S-24/Ab-1 Black | 170W Monocrystalline Module, MC Connectors, Black Backsheet | N | 152.9
2659 | Suntech Power | STP170S-24/Ad+ | 170W Monocrystalline Module, MC Connectors, H4 Connectors | N | 151.4
2660 | Suntech Power | STP170S-24/Adb+ | 170W Monocrystalline Module, MC Connectors, Black Backsheet, H4 Connectors | N | 152.9
2661 | Suntech Power | MSZ175B-F | 175W Monocrystalline Module, MC Connectors, Black Backsheet | N | 157.5
2662 | Suntech Power | MSZ175J-F | 175W Monocrystalline Module, MC Connectors, Black Backsheet | N | 157.5
2663 | Suntech Power | STP175S-24/Ab-1 | 175W Monocrystalline Module, MC Connectors | N | 156
2664 | Suntech Power | STP175S-24/Ab-1 Black | 175W Monocrystalline Module, MC Connectors, Black Backsheet | N | 157.5
2665 | Suntech Power | STP175S-24/Ad+ | 175W Monocrystalline Module, MC Connectors, H4 Connectors | N | 156
2666 | Suntech Power | STP175S-24/Adb+ | 175W Monocrystalline Module, MC Connectors, Black Backsheet, H4 Connectors | N | 157.5
2667 | Suntech Power | MSZ180B-F | 180W Monocrystalline Module, MC Connectors, Black Backsheet | N | 162.1
2668 | Suntech Power | MSZ180J-F | 180W Monocrystalline Module, MC Connectors, Black Backsheet | N | 162.1
2669 | Suntech Power | STP180S-24/Ab-1 | 180W Monocrystalline Module, MC Connectors | N | 160.5
2670 | Suntech Power | STP180S-24/Ab-1 Black | 180W Monocrystalline Module, MC Connectors, Black Backsheet | N | 162.1
2671 | Suntech Power | STP180S-24/Ad+ | 180W Monocrystalline Module, MC Connectors, H4 Connectors | N | 160.5
2672 | Suntech Power | STP180S-24/Adb+ | 180W Monocrystalline Module, MC Connectors, Black Backsheet, H4 Connectors | N | 162.1
2673 | Suntech Power | STP185S-24/Ab-1 | 185W Monocrystalline Module, MC Connectors | N | 165.1
2674 | Suntech Power | STP185S-24/Ad+ | 185W Monocrystalline Module, MC Connectors, H4 Connectors | N | 165.1
2675 | Suntech Power | STP185S-24/Adb | 185W Monocrystalline Module, Black Backsheet | N | 167.2
2676 | Suntech Power | STP185S-24/Adb+ | 185W Monocrystalline Module, Black Backsheet | N | 167.2
2677 | Suntech Power | PLUTO190-Ada | 190W Monocrystalline Module, MC Connectors | N | 173.2
2678 | Suntech Power | PLUTO190-Adb | 190W Monocrystalline Module, MC Connectors, Black Backsheet | N | 173.2
2679 | Suntech Power | PLUTO190-Ade | 190W Monocrystalline Module, MC Connectors | N | 173.2
2680 | Suntech Power | PLUTO190-Adf | 190W Monocrystalline Module, MC Connectors, Black Backsheet | N | 173.2
2681 | Suntech Power | STP190-18/UB-1 | 190W Polycrystalline Module, MC Connectors | N | 172
2682 | Suntech Power | STP190S-24/Ad | 190W Monocrystalline Module | N | 171.5
2683 | Suntech Power | STP190S-24/Ad+ | 190W Monocrystalline Module | N | 171.5
2684 | Suntech Power | STP190S-24/Adb | 190W Monocrystalline Module, Black Backsheet | N | 171.8
2685 | Suntech Power | STP190S-24/Adb+ | 190W Monocrystalline Module, Black Backsheet | N | 171.8
2686 | Suntech Power | PLUTO195-Ada | 195W Monocrystalline Module, MC Connectors | N | 177.9
2687 | Suntech Power | PLUTO195-Adb | 195W Monocrystalline Module, MC Connectors, Black Backsheet | N | 177.8
2688 | Suntech Power | PLUTO195-Ade | 195W Monocrystalline Module, MC Connectors | N | 177.9
2689 | Suntech Power | PLUTO195-Adf | 195W Monocrystalline Module, MC Connectors, Black Backsheet | N | 177.8
2690 | Suntech Power | STP195S-24/Ad | 195W Monocrystalline Module | N | 176.2
2691 | Suntech Power | STP195S-24/Ad+ | 195W Monocrystalline Module | N | 176.2
2692 | Suntech Power | STP195S-24/Adb | 195W Monocrystalline Module, Black Backsheet | N | 176.5
2693 | Suntech Power | STP195S-24/Adb+ | 195W Monocrystalline Module, Black Backsheet | N | 176.5
2694 | Suntech Power | PLUTO200-Ada | 200W Monocrystalline Module, MC Connectors | N | 182.6
2695 | Suntech Power | PLUTO200-Adb | 200W Monocrystalline Module, MC Connectors, Black Backsheet | N | 182.5
2696 | Suntech Power | PLUTO200-Ade | 200W Monocrystalline Module, MC Connectors | N | 182.6
2697 | Suntech Power | PLUTO200-Adf | 200W Monocrystalline Module, MC Connectors, Black Backsheet | N | 182.5
2698 | Suntech Power | STP200-18/UB-1 | 200W Polycrystalline Module, MC Connectors | N | 181.3
2699 | Suntech Power | STP200-18/Ud | 200W Polycrystalline Module, MC Connectors | N | 181.3
2700 | Suntech Power | PLUTO205-Ada | 205W Monocrystalline Module | N | 188.3
2701 | Suntech Power | PLUTO205-Adb | 205W Monocrystalline Module | N | 187.5
2702 | Suntech Power | PLUTO205-Ade | 205W Monocrystalline Module | N | 188.3
2703 | Suntech Power | PLUTO205-Adf | 205W Monocrystalline Module | N | 187.5
2704 | Suntech Power | STP205-18/Ud | 205W Polycrystalline Module, MC Connectors | N | 185.9
2705 | Suntech Power | PLUTO210-Ada | 210W Monocrystalline Module | N | 193
2706 | Suntech Power | PLUTO210-Adb | 210W Monocrystalline Module | N | 192.2
2707 | Suntech Power | PLUTO210-Ade | 210W Monocrystalline Module | N | 193
2708 | Suntech Power | PLUTO210-Adf | 210W Monocrystalline Module | N | 192.2
2709 | Suntech Power | PLUTO210-Udm | 210W Polycrystalline Module | N | 191.6
2710 | Suntech Power | STP210-18/UB-1 | 210W Polycrystalline Module, MC Connectors | N | 190.5
2711 | Suntech Power | STP210-18/Ud | 210W Polycrystalline Module, MC Connectors | N | 190.5
2712 | Suntech Power | STP210-20/Wd | 210W Polycrystalline Module | N | 190
2713 | Suntech Power | PLUTO215-Udm | 215W Polycrystalline Module | N | 196.3
2714 | Suntech Power | STP215-18/Ud | 215W Polycrystalline Module | N | 195.2
2715 | Suntech Power | STP215-20/Wd | 215W Polycrystalline Module | N | 194.7
2716 | Suntech Power | PLUTO220-Udm | 220W Polycrystalline Module | N | 200.9
2717 | Suntech Power | STP220-18/Ud | 220W Polycrystalline Module | N | 199.8
2718 | Suntech Power | STP220-20/Wd | 220W Polycrystalline Module | N | 199.3
2719 | Suntech Power | PLUTO225-Udm | 225W Polycrystalline Module | N | 205.6
2720 | Suntech Power | STP225-18/Ud | 225W Polycrystalline Module | N | 204.5
2721 | Suntech Power | STP225-20/Wd | 225W Polycrystalline Module | N | 203.9
2722 | Suntech Power | PLUTO230-Udm | 230W Polycrystalline Module | N | 210.3
2723 | Suntech Power | STP230-20/Wd | 230W Polycrystalline Module | N | 208.6
2724 | Suntech Power | STP235-20/Wd | 235W Polycrystalline Module | N | 213.2
2725 | Suntech Power | STP240-20/Wd | 240W Polycrystalline Module | N | 217.8
2726 | Suntech Power | STP250D-24/VEC | 250W Polycrystalline Module, MC Connectors, Transparent Backsheet | N | 219.6
2727 | Suntech Power | STP260-24/Vb-1 | 260W Polycrystalline Module, MC Connectors | N | 235.4
2728 | Suntech Power | STP260D-24/VEC | 260W Polycrystalline Module, MC Connectors, Transparent Backsheet | N | 226.1
2729 | Suntech Power | STP260-VRM-1 | 260W Polycrystalline Module | N | 235.4
2730 | Suntech Power | STP270-24/Vb-1 | 270W Polycrystalline Module, MC Connectors | N | 244.7
2731 | Suntech Power | STP270-24/Vd | 270W Polycrystalline Module, MC Connectors | N | 244.7
2732 | Suntech Power | STP270D-24/VEC | 270W Polycrystalline Module, MC Connectors, Transparent Backsheet | N | 235.1
2733 | Suntech Power | STP270-VRM-1 | 270W Polycrystalline Module | N | 244.7
2734 | Suntech Power | STP275-24/Vd | 275W Polycrystalline Module, MC Connectors | N | 249.3
2735 | Suntech Power | STP275-VRM-1 | 275W Polycrystalline Module | N | 249.3
2736 | Suntech Power | PLUTO280-Vdm | 280W Polycrystalline Module | N | 255.5
2737 | Suntech Power | STP280-24/Vb-1 | 280W Polycrystalline Module, MC Connectors | N | 254
2738 | Suntech Power | STP280-24/Vd | 280W Polycrystalline Module, MC Connectors | N | 254
2739 | Suntech Power | STP280-VRM-1 | 280W Polycrystalline Module | N | 254
2740 | Suntech Power | PLUTO285-Vdm | 285W Polycrystalline Module | N | 260.2
2741 | Suntech Power | STP285-24/Vd | 285W Polycrystalline Module, MC Connectors | N | 258.6
2742 | Suntech Power | STP285-VRM-1 | 285W Polycrystalline Module | N | 258.6
2743 | Suntech Power | PLUTO290-Vdm | 290W Polycrystalline Module | N | 264.9
2744 | Suntech Power | STP290-24/Vd | 290W Polycrystalline Module, MC Connectors | N | 263.3
2745 | Suntech Power | STP290-VRM-1 | 290W Polycrystalline Module | N | 263.3
2746 | Suntech Power | PLUTO295-Vdm | 295W Polycrystalline Module | N | 269.5
2747 | Suntech Power | PLUTO300-Vdm | 300W Polycrystalline Module | N | 274.2
2748 | Suntech Power | PLUTO305-Vdm | 305W Polycrystalline Module | N | 278.9
2749 | Suntech Power | PLUTO310-Vdm | 310W Polycrystalline Module | N | 283.6
2750 | SunWize Technologies | SW170 | 170W Monocrystalline Module | N | 151.9
2751 | SunWize Technologies | SW175 | 175W Monocrystalline Module | N | 156.5
2752 | SunWize Technologies | SW180 | 180W Monocrystalline Module | N | 161.1
2753 | Supreme Solar | SS-165M | 165W Monocrystalline Module | N | 147.3
2754 | Supreme Solar | SS-170M | 170W Monocrystalline Module | N | 151.8
2755 | Supreme Solar | SS-175M | 175W Monocrystalline Module | N | 156.4
2756 | Supreme Solar | SS-180M | 180W Monocrystalline Module | N | 161
2757 | Supreme Solar | SS-200P | 200W Polycrystalline Module | N | 175.9
2758 | Supreme Solar | SS-210P | 210W Polycrystalline Module | N | 184.9
2759 | Supreme Solar | SS-220P | 220W Polycrystalline Module | N | 194
2760 | Supreme Solar | SS-230P | 230W Polycrystalline Module | N | 203.1
2761 | Supreme Solar | SS-240P | 240W Polycrystalline Module | N | 211.7
2762 | Supreme Solar | SS-250P | 250W Polycrystalline Module | N | 220.7
2763 | Supreme Solar | SS-260P | 260W Polycrystalline Module | N | 229.8
2764 | Supreme Solar | SS-270P | 270W Polycrystalline Module | N | 238.9
2765 | Supreme Solar | SS-280P | 280W Polycrystalline Module | N | 248
2766 | Suzhou Shenglong PV-Tech | SLSM-175D | 175W Monocrystalline Module | N | 151.6
2767 | Suzhou Shenglong PV-Tech | SLSM-180D | 180W Monocrystalline Module | N | 156.1
2768 | Suzhou Shenglong PV-Tech | SLSM-185D | 185W Monocrystalline Module | N | 160.6
2769 | Suzhou Shenglong PV-Tech | SLSM-220P | 220W Polycrystalline Module | N | 191.7
2770 | Suzhou Shenglong PV-Tech | SLSM-225P | 225W Polycrystalline Module | N | 196.2
2771 | Suzhou Shenglong PV-Tech | SLSM-230P | 230W Polycrystalline Module | N | 200.7
2772 | Symphony Energy | SE-M215Gy | 215W Polycrystalline Module | N | 195.4
2773 | Symphony Energy | SE-M216Gy | 216W Polycrystalline Module | N | 196.4
2774 | Symphony Energy | SE-M217Gy | 217W Polycrystalline Module | N | 197.3
2775 | Symphony Energy | SE-M218Gy | 218W Polycrystalline Module | N | 198.2
2776 | Symphony Energy | SE-M219Gy | 219W Polycrystalline Module | N | 199.2
2777 | Symphony Energy | SE-M220Gy | 220W Polycrystalline Module | N | 200.1
2778 | Symphony Energy | SE-M221Gy | 221W Polycrystalline Module | N | 201
2779 | Symphony Energy | SE-M222Gy | 222W Polycrystalline Module | N | 202
2780 | Symphony Energy | SE-M223Gy | 223W Polycrystalline Module | N | 202.9
2781 | Symphony Energy | SE-M224Gy | 224W Polycrystalline Module | N | 203.8
2782 | Symphony Energy | SE-M225Gy | 225W Polycrystalline Module | N | 204.7
2783 | Symphony Energy | SE-M226Gy | 226W Polycrystalline Module | N | 205.7
2784 | Symphony Energy | SE-M227Gy | 227W Polycrystalline Module | N | 206.6
2785 | Symphony Energy | SE-M228Gy | 228W Polycrystalline Module | N | 207.5
2786 | Symphony Energy | SE-M229Gy | 229W Polycrystalline Module | N | 208.5
2787 | Symphony Energy | SE-M230Gy | 230W Polycrystalline Module | N | 209.4
2788 | Symphony Energy | SE-M231Gy | 231W Polycrystalline Module | N | 210.3
2789 | Symphony Energy | SE-M232Gy | 232W Polycrystalline Module | N | 211.3
2790 | Symphony Energy | SE-M233Gy | 233W Polycrystalline Module | N | 212.2
2791 | Symphony Energy | SE-M234Gy | 234W Polycrystalline Module | N | 213.1
2792 | Symphony Energy | SE-M235Gy | 235W Polycrystalline Module | N | 214.1
2793 | Taiwan Semiconductor Manufacturing | TS-230P4-AD | 230W Polycrystalline Module | N | 204.1
2794 | Taiwan Semiconductor Manufacturing | TS-235P4-AD | 235W Polycrystalline Module | N | 208.7
2795 | Taiwan Semiconductor Manufacturing | TS-240P4-AD | 240W Polycrystalline Module | N | 213.3
2796 | Taiwan Semiconductor Manufacturing | TS-245P4-AD | 245W Polycrystalline Module | N | 217.9
2797 | Taiwan Semiconductor Manufacturing | TS-250P4-AD | 250W Polycrystalline Module | N | 222.4
2798 | Tianwei Ecosolargy | TWES-(155)72M | 155W Monocrystalline Module | N | 135.1
2799 | Tianwei Ecosolargy | TWES-(160)72M | 160W Monocrystalline Module | N | 139.5
2800 | Tianwei Ecosolargy | TWES-(165)72M | 165W Monocrystalline Module | N | 144
2801 | Tianwei Ecosolargy | TWES-(170)72M | 170W Monocrystalline Module | N | 148.5
2802 | Tianwei Ecosolargy | TWES-(175)72M | 175W Monocrystalline Module | N | 153
2803 | Tianwei Ecosolargy | TWES-(180)72M | 180W Monocrystalline Module | N | 157.5
2804 | Tianwei Ecosolargy | TWES-(200)60P | 200W Polycrystalline Module | N | 173.4
2805 | Tianwei Ecosolargy | TWES-(205)60P | 205W Polycrystalline Module | N | 177.9
2806 | Tianwei Ecosolargy | TWES-(210)60P | 210W Polycrystalline Module | N | 182.4
2807 | Tianwei Ecosolargy | TWES-(215)60P | 215W Polycrystalline Module | N | 186.8
2808 | Tianwei Ecosolargy | TWES-(220)60P | 220W Polycrystalline Module | N | 191.3
2809 | Tianwei Ecosolargy | TWES-(225)60P | 225W Polycrystalline Module | N | 195.8
2810 | Tianwei Ecosolargy | TWES-(230)60P | 230W Polycrystalline Module | N | 200.3
2811 | Tianwei Ecosolargy | TWES-(235)60P | 235W Polycrystalline Module | N | 204.8
2812 | Tianwei New Energy (Chengdu) PV Module | TW155(35)D | 155W Monocrystalline Module | N | 135.1
2813 | Tianwei New Energy (Chengdu) PV Module | TW160(35)D | 160W Monocrystalline Module | N | 139.5
2814 | Tianwei New Energy (Chengdu) PV Module | TW165(35)D | 165W Monocrystalline Module | N | 144
2815 | Tianwei New Energy (Chengdu) PV Module | TW170(35)D | 170W Monocrystalline Module | N | 148.5
2816 | Tianwei New Energy (Chengdu) PV Module | TW175(35)D | 175W Monocrystalline Module | N | 153
2817 | Tianwei New Energy (Chengdu) PV Module | TW180(28)P | 180W Polycrystalline Module | N | 155.6
2818 | Tianwei New Energy (Chengdu) PV Module | TW180(35)D | 180W Monocrystalline Module | N | 157.5
2819 | Tianwei New Energy (Chengdu) PV Module | TW185(28)P | 185W Polycrystalline Module | N | 160.1
2820 | Tianwei New Energy (Chengdu) PV Module | TW185(35)D | 185W Monocrystalline Module | N | 162.1
2821 | Tianwei New Energy (Chengdu) PV Module | TW190(28)P | 190W Polycrystalline Module | N | 164.5
2822 | Tianwei New Energy (Chengdu) PV Module | TW195(28)P | 195W Polycrystalline Module | N | 169
2823 | Tianwei New Energy (Chengdu) PV Module | TW200(28)P | 200W Polycrystalline Module | N | 173.4
2824 | Tianwei New Energy (Chengdu) PV Module | TW205(28)P | 205W Polycrystalline Module | N | 177.9
2825 | Tianwei New Energy (Chengdu) PV Module | TW210(28)P | 210W Polycrystalline Module | N | 182.4
2826 | Tianwei New Energy (Chengdu) PV Module | TW215(28)P | 215W Polycrystalline Module | N | 186.8
2827 | Tianwei New Energy (Chengdu) PV Module | TW220(28)P | 220W Polycrystalline Module | N | 191.3
2828 | Tianwei New Energy (Chengdu) PV Module | TW225(28)P | 225W Polycrystalline Module | N | 195.8
2829 | Tianwei New Energy (Chengdu) PV Module | TW230(28)P | 230W Polycrystalline Module | N | 200.3
2830 | Tianwei New Energy (Chengdu) PV Module | TW235(28)P | 235W Polycrystalline Module | N | 204.8
2831 | Titan Energy Systems | Titan S6-60 | 210W Monocrystalline Module | N | 186.6
2832 | Titan Energy Systems | Titan S6-60-2-235 | 235W Monocrystalline Module | N | 205.3
2833 | Titan Energy Systems | Titan S6-60-2-240 | 240W Monocrystalline Module | N | 209.8
2834 | Titan Energy Systems | Titan S6-60-2-245 | 245W Monocrystalline Module | N | 214.3
2835 | Top Solar | TSC-200W-E | 200W Polycrystalline Module | N | 177.1
2836 | Trina Solar | TSM-165DA01 | 165W Monocrystalline Module | N | 149.2
2837 | Trina Solar | TSM-170D | 170W Monocrystalline Module | N | 152.1
2838 | Trina Solar | TSM-170DA01 | 170W Monocrystalline Module | N | 153.8
2839 | Trina Solar | TSM-170DA03 | 170W Monocrystalline Module | N | 150.5
2840 | Trina Solar | TSM-170PA03 | 170W Polycrystalline Module | N | 148.7
2841 | Trina Solar | TSM-175D | 175W Monocrystalline Module | N | 156.7
2842 | Trina Solar | TSM-175DA01 | 175W Monocrystalline Module | N | 158.4
2843 | Trina Solar | TSM-175DA03 | 175W Monocrystalline Module | N | 155
2844 | Trina Solar | TSM-175PA03 | 175W Polycrystalline Module | N | 153.2
2845 | Trina Solar | TSM-180D | 180W Monocrystalline Module | N | 161.3
2846 | Trina Solar | TSM-180DA01 | 180W Monocrystalline Module | N | 163.1
2847 | Trina Solar | TSM-180DA03 | 180W Monocrystalline Module | N | 159.6
2848 | Trina Solar | TSM-180PA03 | 180W Polycrystalline Module | N | 157.7
2849 | Trina Solar | TSM-185DA01 | 185W Monocrystalline Module | N | 164.3
2850 | Trina Solar | TSM-185DA03 | 185W Monocrystalline Module | N | 164.2
2851 | Trina Solar | TSM-185PA03 | 185W Polycrystalline Module | N | 162.3
2852 | Trina Solar | TSM-190DA03 | 190W Monocrystalline Module | N | 168.7
2853 | Trina Solar | TSM-190PA03 | 190W Polycrystalline Module | N | 166.8
2854 | Trina Solar | TSM-220DA05 | 220W Monocrystalline Module | N | 193.6
2855 | Trina Solar | TSM-220PA05 | 220W Polycrystalline Module | N | 196.1
2856 | Trina Solar | TSM-220PA05.05 | 220W Polycrystalline Module | N | 197.5
2857 | Trina Solar | TSM-225PA05 | 225W Polycrystalline Module | N | 200.7
2858 | Trina Solar | TSM-225PA05.05 | 225W Polycrystalline Module | N | 202.1
2859 | Trina Solar | TSM-230DA05 | 230W Monocrystalline Module | N | 202.7
2860 | Trina Solar | TSM-230PA05 | 230W Polycrystalline Module | N | 205.2
2861 | Trina Solar | TSM-230PA05.05 | 230W Polycrystalline Module | N | 206.7
2862 | Trina Solar | TSM-235PA05 | 235W Polycrystalline Module | N | 209.8 | 340
2863 | Trina Solar | TSM-235PA05.05 | 235W Polycrystalline Module | N | 211.3
2864 | Trina Solar | TSM-240DA05 | 240W Monocrystalline Module | N | 211.8
2865 | Trina Solar | TSM-240PA05 | 240W Polycrystalline Module | N | 211
2866 | Trina Solar | TSM-270PA14 | 270W Polycrystalline Module | N | 241.6
2867 | Trina Solar | TSM-270PA14.05 | 270W Polycrystalline Module | N | 243.2
2868 | Trina Solar | TSM-275PA14 | 275W Polycrystalline Module | N | 246.2
2869 | Trina Solar | TSM-275PA14.05 | 275W Polycrystalline Module | N | 247.8
2870 | Trina Solar | TSM-280PA14 | 280W Polycrystalline Module | N | 250.7
2871 | Trina Solar | TSM-280PA14.05 | 280W Polycrystalline Module | N | 252.4
2872 | Trina Solar | TSM-285PA14 | 285W Polycrystalline Module | N | 255.3
2873 | Trina Solar | TSM-285PA14.05 | 285W Polycrystalline Module | N | 257
2874 | TynSolar | TYN-168P6 | 165W Polycrystalline Modle | N | 142.1
2875 | TynSolar | TYN-170S5 | 170W Monocrystalline Module | N | 149.2
2876 | TynSolar | TYN-180P6 | 175W Polycrystalline Module | N | 151
2877 | TynSolar | TYN-180S5 | 175W Monocrystalline Module | N | 153.7
2878 | TynSolar | TYN-190P6 | 190W Polycrystalline Module | N | 164.2
2879 | TynSolar | TYN-195P6 | 195W Polycrystalline Module | N | 168.6
2880 | TynSolar | TYN-200P6 | 200W Polycrystalline Module | N | 173.1
2881 | TynSolar | TYN-205P6 | 205W Polycrystalline Module | N | 178.6
2882 | TynSolar | TYN-210P6 | 210W Polycrystalline Module | N | 182.5
2883 | TynSolar | TYN-215P6 | 215W Polycrystalline Module | N | 185.6
2884 | TynSolar | TYN-220P6 | 220W Polycrystalline Module | N | 190.1
2885 | TynSolar | TYN-225P6 | 225W Polycrystalline Module | N | 194.5
2886 | TynSolar | TYN-230P6 | 230W Polycrystalline Module | N | 199
2887 | TynSolar | TYN-235P6 | 235W Polycrystalline Module | N | 203.4
2888 | TynSolar | TYN-240P6 | 240W Polycrystalline Module | N | 207.2
2889 | TynSolar | TYN-245P6 | 245W Polycrystalline Module | N | 211.6
2890 | TynSolar | TYN-250P6 | 250W Polycrystalline Module | N | 216.1
2891 | TynSolar | TYN-255P6 | 255W Polycrystalline Module | N | 217.3
2892 | TynSolar | TYN-260P6 | 260W Polycrystalline Module | N | 221.7
2893 | TynSolar | TYN-265P6 | 265W Polycrystalline Module | N | 226.1
2894 | TynSolar | TYN-270P6 | 270W Polycrystalline Module | N | 230.6
2895 | TynSolar | TYN-275P6 | 275W Polycrystalline Module | N | 235
2896 | TynSolar | TYN-280P6 | 280W Polycrystalline Module | N | 239.4
2897 | TynSolar | TYN-285P6 | 285W Polycrystalline Module | N | 243.9
2898 | UE Solar | ZHM175 | 175W Monocrystalline Module | N | 154.2
2899 | UE Solar | ZHM180 | 180W Monocrystalline Module | N | 158.8
2900 | UE Solar | ZHM185 | 185W Monocrystalline Module | N | 163.3
2901 | UE Solar | ZHM220P | 220W Polycrystalline Module | N | 193.3
2902 | UE Solar | ZHM225P | 225W Polycrystalline Module | N | 197.8
2903 | UE Solar | ZHM230P | 230W Polycrystalline Module | N | 202.3
2904 | Unicor Federal Prison Industries | PVM220PS-Q6LTT200 | 200W Polycrystalline Module | N | 179.3
2905 | Unicor Federal Prison Industries | PVM220PS-Q6LTT205 | 205W Polycrystalline Module | N | 183.9
2906 | Unicor Federal Prison Industries | PVM220PS-Q6LTT210 | 210W Polycrystalline Module | N | 188.5
2907 | Unicor Federal Prison Industries | PVM220PS-Q6LTT215 | 215W Polycrystalline Module | N | 193.1
2908 | Unicor Federal Prison Industries | PVM220PS-Q6LTT220 | 220W Polycrystalline Module | N | 197.7
2909 | United Solar Ovonic | PS 11.5-P | 11.5W 3-a-Si Thin Film Module | Y | 10.8
2910 | United Solar Ovonic | PS 11.5-T | 11.5W 3-a-Si Thin Film Module | Y | 10.8
2911 | United Solar Ovonic | PS 14-P | 14W 3-a-Si Thin Film Module | Y | 13.2
2912 | United Solar Ovonic | PS 14-T | 14W 3-a-Si Thin Film Module | Y | 13.2
2913 | United Solar Ovonic | PS 16-P | 16W 3-a-Si Thin Film Module | Y | 15.1
2914 | United Solar Ovonic | PS 16-T | 16W 3-a-Si Thin Film Module | Y | 15.1
2915 | United Solar Ovonic | PS 17-P | 17W 3-a-Si Thin Film Module | Y | 16.1
2916 | United Solar Ovonic | PS 17-T | 17W 3-a-Si Thin Film Module | Y | 16.1
2917 | United Solar Ovonic | PS 19-P | 19W 3-a-Si Thin Film Module | Y | 18
2918 | United Solar Ovonic | PS 19-T | 19W 3-a-Si Thin Film Module | Y | 18
2919 | United Solar Ovonic | PS 20-P | 20W 3-a-Si Thin Film Module | Y | 19
2920 | United Solar Ovonic | PS 20-T | 20W 3-a-Si Thin Film Module | Y | 19
2921 | United Solar Ovonic | PS 22-P | 22W 3-a-Si Thin Film Module | Y | 20.7
2922 | United Solar Ovonic | PS 22-T | 22W 3-a-Si Thin Film Module | Y | 20.7
2923 | United Solar Ovonic | PS 23-P | 23W 3-a-Si Thin Film Module | Y | 21.7
2924 | United Solar Ovonic | PS 23-T | 23W 3-a-Si Thin Film Module | Y | 21.7
2925 | United Solar Ovonic | PS 25-P | 25W 3-a-Si Thin Film Module | Y | 23.6
2926 | United Solar Ovonic | PS 25-T | 25W 3-a-Si Thin Film Module | Y | 23.6
2927 | United Solar Ovonic | PS 26-P | 26W 3-a-Si Thin Film Module | Y | 24.6
2928 | United Solar Ovonic | PS 26-T | 26W 3-a-Si Thin Film Module | Y | 24.6
2929 | United Solar Ovonic | PT-29 | 29W 3-a-Si Thin Film Module | Y | 26.1
2930 | United Solar Ovonic | PVL-29 | 29W Field Applied 3J a-Si Laminate | Y | 26.1
2931 | United Solar Ovonic | PT-31 | 31W 3-a-Si Thin Film Module | Y | 28
2932 | United Solar Ovonic | PVL-31 | 31W Field Applied 3J a-Si Laminate | Y | 28
2933 | United Solar Ovonic | PT-33 | 33W 3-a-Si Thin Film Module | Y | 29.8
2934 | United Solar Ovonic | PVL-33 | 33W Field Applied 3J a-Si Laminate | Y | 29.8
2935 | United Solar Ovonic | PT-58 | 58W 3-a-Si Thin Film Module | Y | 52.3
2936 | United Solar Ovonic | PVL-58 | 58W Field Applied 3J a-Si Laminate | Y | 52.3
2937 | United Solar Ovonic | PT-62 | 62W 3-a-Si Thin Film Module | Y | 56
2938 | United Solar Ovonic | PVL-62 | 62W Field Applied 3J a-Si Laminate | Y | 56
2939 | United Solar Ovonic | PT-64 | 64W 3-a-Si Thin Film Module | Y | 57.7
2940 | United Solar Ovonic | PVL-64 | 64W Field Applied 3J a-Si Laminate | Y | 57.7
2941 | United Solar Ovonic | PT-66 | 66W 3-a-Si Thin Film Module | Y | 59.6
2942 | United Solar Ovonic | PVL-66 | 66W Field Applied 3J a-Si Laminate | Y | 59.6
2943 | United Solar Ovonic | PT-68 | 68W 3-a-Si Thin Film Module | Y | 61.4
2944 | United Solar Ovonic | PVL-68 | 68W Field Applied 3J a-Si Laminate | Y | 61.4
2945 | United Solar Ovonic | PT-72 | 72W 3-a-Si Thin Film Module | Y | 65
2946 | United Solar Ovonic | PVL-72 | 72W Field Applied 3J a-Si Laminate | Y | 65
2947 | United Solar Ovonic | PT-116 | 116W 3-a-Si Thin Film Module | Y | 104.7
2948 | United Solar Ovonic | PVL-116 | 116W Field Applied 3J a-Si Laminate | Y | 104.7
2949 | United Solar Ovonic | PT-124 | 124W 3-a-Si Thin Film Module | Y | 112
2950 | United Solar Ovonic | PVL-124 | 124W Field Applied 3J a-Si Laminate | Y | 112
2951 | United Solar Ovonic | PT-128 | 128W 3-a-Si Thin Film Module | Y | 115.5
2952 | United Solar Ovonic | PVL-128 | 128W Field Applied 3J a-Si Laminate | Y | 115.5
2953 | United Solar Ovonic | PT-131 | 131W 3-a-Si Thin Film Module | Y | 118.2
2954 | United Solar Ovonic | PVL-131 | 131W Field Applied 3J a-Si Laminate | Y | 118.2
2955 | United Solar Ovonic | PT-136 | 136W 3-a-Si Thin Film Module | Y | 122.8
2956 | United Solar Ovonic | PVL-136 | 136W Field Applied 3J a-Si Laminate | Y | 122.8
2957 | United Solar Ovonic | PT-144 | 144W 3-a-Si Thin Film Module | Y | 130.1
2958 | United Solar Ovonic | PVL-144 | 144W Field Applied 3J a-Si Laminate | Y | 130.1
2959 | Upsolar | UP-M155M | 155W Monocrystalline Module | N | 135.1
2960 | Upsolar | UP-M160M | 160W Monocrystalline Module | N | 139.5
2961 | Upsolar | UP-M165M | 165W Monocrystalline Module | N | 147.3
2962 | Upsolar | UP-M170M | 170W Monocrystalline Module | N | 151.8
2963 | Upsolar | UP-M175M | 175W Monocrystalline Module | N | 156.4
2964 | Upsolar | UP-M180M | 180W Monocrystalline Module | N | 161
2965 | Upsolar | UP-M180P | 180W Polycrystalline Module | N | 155.6
2966 | Upsolar | UP-M185P | 185W Polycrystalline Module | N | 160.1
2967 | Upsolar | UP-M190P | 190W Polycrystalline Module | N | 164.5
2968 | Upsolar | UP-M195P | 195W Polycrystalline Module | N | 169
2969 | Upsolar | UP-M200P | 200W Polycrystalline Module | N | 173.4
2970 | Upsolar | UP-M205P | 205W Polycrystalline Module | N | 177.9
2971 | Upsolar | UP-M210P | 210W Polycrystalline Module | N | 182.4
2972 | Upsolar | UP-M215P | 215W Polycrystalline Module | N | 186.8
2973 | Upsolar | UP-M220P | 220W Polycrystalline Module | N | 191.3
2974 | Upsolar | UP-M225P | 225W Polycrystalline Module | N | 195.8
2975 | Upsolar | UP-M230P | 230W Polycrystalline Module | N | 200.3
2976 | Upsolar | UP-M235P | 235W Polycrystalline Module | N | 204.8
2977 | Waaree Energies | WU-120 | 120W Polycrystalline Module | N | 106.4
2978 | Waaree Energies | WU-125 | 125W Polycrystalline Module | N | 111
2979 | Waaree Energies | WU-130 | 130W Polycrystalline Module | N | 115.5
2980 | Waaree Energies | WU-140 | 140W Polycrystalline Module | N | 124.7
2981 | Waaree Energies | WU-175 | 175W Polycrystalline Module | N | 155.1
2982 | Waaree Energies | WU-180 | 180W Polycrystalline Module | N | 159.7
2983 | Waaree Energies | WU-190 | 190W Polycrystalline Module | N | 168.8
2984 | Waaree Energies | WU-200 | 200W Polycrystalline Module | N | 177.9
2985 | Waaree Energies | WU-210 | 210W Polycrystalline Module | N | 186.4
2986 | Waaree Energies | WU-220 | 220W Polycrystalline Module | N | 195.6
2987 | Waaree Energies | WU-230 | 230W Polycrystalline Module | N | 204.7
2988 | Waaree Energies | WU-240 | 240W Polycrystalline Module | N | 213.8
2989 | Wanxiang New Energy | WXS175S-US | 175W Monocrystalline Module | N | 157.6
2990 | Wanxiang New Energy | WXS180P-US | 180W Polycrystalline Module | N | 162.3
2991 | Wanxiang New Energy | WXS180S-US | 180W Monocrystalline Module | N | 162.3
2992 | Wanxiang New Energy | WXS185P-US | 185W Polycrystalline Module | N | 167
2993 | Wanxiang New Energy | WXS185S-US | 185W Monocrystalline Module | N | 166.9
2994 | Wanxiang New Energy | WXS190P-US | 190W Polycrystalline Module | N | 171.6
2995 | Wanxiang New Energy | WXS200P-US | 200W Polycrystalline Module | N | 179.8
2996 | Wanxiang New Energy | WXS205P-US | 205W Polycrystalline Module | N | 184.4
2997 | Wanxiang New Energy | WXS210P-US | 210W Polycrystalline Module | N | 189
2998 | Wanxiang New Energy | WXS215P-US | 215W Polycrystalline Module | N | 193.6
2999 | Wanxiang New Energy | WXS220P-US | 220W Polycrystalline Module | N | 198.2
3000 | Wanxiang New Energy | WXS225P-US | 225W Polycrystalline Module | N | 202.9
3001 | Wanxiang New Energy | WXS230P-US | 230W Polycrystalline Module | N | 206.5
3002 | Wanxiang New Energy | WXS235P-US | 235W Polycrystalline Module | N | 211.1
3003 | Wanxiang New Energy | WXS240P-US | 240W Polycrystalline Module | N | 215.7
3004 | Wanxiang New Energy | WXS245P-US | 245W Polycrystalline Module | N | 220.3
3005 | Wanxiang New Energy | WXS250P-US | 250W Polycrystalline Module | N | 224.9
3006 | Wanxiang New Energy | WXS255P-US | 255W Polycrystalline Module | N | 229.6
3007 | Wanxiang New Energy | WXS260P-US | 260W Polycrystalline Module | N | 234.2
3008 | Wanxiang New Energy | WXS265P-US | 265W Polycrystalline Module | N | 238.8
3009 | Wanxiang New Energy | WXS270P-US | 270W Polycrystalline Module | N | 243.4
3010 | Wanxiang New Energy | WXS275P-US | 275W Polycrystalline Module | N | 248.1
3011 | Wanxiang New Energy | WXS280P-US | 280W Polycrystalline Module | N | 252.7
3012 | Webel SL Energy Systems | W 1750-170 Wp | 170W Monocrystalline Module | N | 151.9
3013 | Webel SL Energy Systems | W 1750-175 Wp | 175W Monocrystalline Module | N | 156.5
3014 | Webel SL Energy Systems | W 1750-180 Wp | 180W Monocrystalline Module | N | 161.1
3015 | Webel SL Energy Systems | W 2100-210 Wp | 210W Monocrystalline Module | N | 189.5
3016 | Webel SL Energy Systems | W 2100-215 Wp | 215W Monocrystalline Module | N | 194.1
3017 | Webel SL Energy Systems | W 2100-220 Wp | 220W Monocrystalline Module | N | 198.8
3018 | Webel SL Energy Systems | W 2300-230 | 230W Monocrystalline Module | N | 200.4
3019 | Webel SL Energy Systems | W 2300-235 Wp | 235W Monocrystalline Module | N | 204.9
3020 | Webel SL Energy Systems | W 2300-240 Wp | 240W Monocrystalline Module | N | 209.4
3021 | Websol Energy Systems | W2500-250 | 250W Monocrystalline Module | N | 213.4
3022 | Websol Energy Systems | W2800-275 | 275W Monocrystalline Module | N | 228.4
3023 | Websol Energy Systems | W2800-280 | 280W Monocrystalline Module | N | 232.7
3024 | Websol Energy Systems | W2800-285 | 285W Monocrystalline Module | N | 237.1
3025 | Westinghouse Solar | WS_165_1_DC0_0_B | 165W Monocrystalline Module | N | 142.8
3026 | Westinghouse Solar | WS-165-1-DC0-0-A | 165W Monocrystalline Module | N | 142.8
3027 | Westinghouse Solar | WS_170_1_DC0_0_B | 170W Monocrystalline Module | N | 152.9
3028 | Westinghouse Solar | WS-170-1-DC0-0-A | 170W Monocrystalline Module | N | 152.9
3029 | Westinghouse Solar | WS_175_1_DC0_0_B | 175W Monocrystalline Module | N | 157.5
3030 | Westinghouse Solar | WS-175-1-DC0-0-A | 175W Monocrystalline Module | N | 157.5
3031 | Westinghouse Solar | WS_180_1_DC0_0_B | 180W Monocrystalline Module | N | 162.1
3032 | Westinghouse Solar | WS-180-1-DC0-0-A | 180W Monocrystalline Module | N | 162.1
3033 | Westinghouse Solar | WS_260_1_DC0_0_B | 260W Polycrystalline Module, MC Connectors | N | 235.4
3034 | Westinghouse Solar | WS_270_1_DC0_0_B | 270W Polycrystalline Module, MC Connectors | N | 244.7
3035 | Westinghouse Solar | WS_280_1_DC0_0_B | 280W Polycrystalline Module, MC Connectors | N | 254
3036 | Westinghouse Solar | WS_290_1_DC0_0_B | 290W Polycrystalline Module, MC Connectors | N | 263.3
3037 | Worldwide Energy & Mfg USA | AS-5M36-165W | 165W Monocrystalline Module | N | 149.2
3038 | Worldwide Energy & Mfg USA | AS-5M-170W | 170W Monocrystalline Module | N | 152.1
3039 | Worldwide Energy & Mfg USA | AS-5M36-170W | 170W Monocrystalline Module | N | 153.8
3040 | Worldwide Energy & Mfg USA | AS-6M24-170W | 170W Monocrystalline Module | N | 150.5
3041 | Worldwide Energy & Mfg USA | AS-6P24-170W | 170W Polycrystalline Module | N | 148.7
3042 | Worldwide Energy & Mfg USA | AS-5M-175W | 175W Monocrystalline Module | N | 156.7
3043 | Worldwide Energy & Mfg USA | AS-5M36-175W | 175W Monocrystalline Module | N | 158.4
3044 | Worldwide Energy & Mfg USA | AS-6M24-175W | 175W Monocrystalline Module | N | 155
3045 | Worldwide Energy & Mfg USA | AS-6P24-175W | 175W Polycrystalline Module | N | 153.2
3046 | Worldwide Energy & Mfg USA | AS-5M-180W | 180W Monocrystalline Module | N | 161.3
3047 | Worldwide Energy & Mfg USA | AS-5M36-180W | 180W Monocrystalline Module | N | 163.1
3048 | Worldwide Energy & Mfg USA | AS-6M24-180W | 180W Monocrystalline Module | N | 159.6
3049 | Worldwide Energy & Mfg USA | AS-6P24-180W | 180W Polycrystalline Module | N | 157.7
3050 | Worldwide Energy & Mfg USA | AS-5M36-185W | 185W Monocrystalline Module | N | 164.3
3051 | Worldwide Energy & Mfg USA | AS-6M24-185W | 185W Monocrystalline Module | N | 164.2
3052 | Worldwide Energy & Mfg USA | AS-6P24-185W | 185W Polycrystalline Module | N | 162.3
3053 | Worldwide Energy & Mfg USA | AS-6M24-190W | 190W Monocrystalline Module | N | 168.7
3054 | Worldwide Energy & Mfg USA | AS-6P24-190W | 190W Polycrystalline Module | N | 166.8
3055 | Worldwide Energy & Mfg USA | AS-6M30-220W | 220W Monocrystalline Module | N | 193.6
3056 | Worldwide Energy & Mfg USA | AS-6P30-220W | 220W Polycrystalline Module | N | 196.1
3057 | Worldwide Energy & Mfg USA | AS-6M30-230W | 230W Monocrystalline Module | N | 202.7
3058 | Worldwide Energy & Mfg USA | AS-6P30-230W | 230W Polycrystalline Module | N | 205.2
3059 | Worldwide Energy & Mfg USA | AS-6M30-240W | 240W Monocrystalline Module | N | 211.8
3060 | Worldwide Energy & Mfg USA | AS-6P30-240W | 240W Polycrystalline Module | N | 211
3061 | Wuxi Jiacheng Solar Energy Technology | JC225S-24/Bb | 225W Monocrystalline Module | N | 191.8
3062 | Wuxi Jiacheng Solar Energy Technology | JC230S-24/Bb | 230W Monocrystalline Module | N | 196.2
3063 | Wuxi Jiacheng Solar Energy Technology | JC240S-24/Bb | 240W Monocrystalline Module | N | 205.1
3064 | Wuxi Jiacheng Solar Energy Technology | JC245S-24/Bb | 245W Monocrystalline Module | N | 209.5
3065 | Wuxi Jiacheng Solar Energy Technology | JC250S-24/Bb | 250W Monocrystalline Module | N | 214
3066 | Wuxi Shangpin Solar Energy Science & Technology | SPSM-165D | 165W Monocrystalline Module | N | 145
3067 | Wuxi Shangpin Solar Energy Science & Technology | SPSM-170D | 170W Monocrystalline Module | N | 149.5
3068 | Wuxi Shangpin Solar Energy Science & Technology | SPSM-175D | 175W Monocrystalline Module | N | 154.1
3069 | Wuxi Shangpin Solar Energy Science & Technology | SPSM-180D | 180W Monocrystalline Module | N | 158.6
3070 | Wuxi Shangpin Solar Energy Science & Technology | SPSM-250P | 250W Polycrystalline Module | N | 227.8
3071 | Wuxi Shangpin Solar Energy Science & Technology | SPSM-260P | 260W Polycrystalline Module | N | 237.1
3072 | Wuxi Shangpin Solar Energy Science & Technology | SPSM-270P | 270W Polycrystalline Module | N | 246.4
3073 | XL Telecom & Energy | XL 30225 | 225W Polycrystalline Module | N | 198.5
3074 | Xunlight | XR 36-264 | 264W 3-a-Si Thin Film Module | Y | 243.5
3075 | Yes! Solar | ES190W-NW | 190W Polycrystalline Module | N | 173.8
3076 | Yes! Solar | ES190W-RW | 190W Polycrystalline Module | N | 170.4
3077 | Yes! Solar | ES195W-NW | 195W Polycrystalline Module | N | 178.5
3078 | Yes! Solar | ES195W-RW | 195W Polycrystalline Module | N | 175
3079 | Yes! Solar | ES200W-NW | 200W Polycrystalline Module | N | 183.1
3080 | Yes! Solar | ES200W-RW | 200W Polycrystalline Module | N | 179.6
3081 | Yes! Solar | ES205W-NW | 205W Polycrystalline Module | N | 187.8
3082 | Yes! Solar | ES205W-RW | 205W Polycrystalline Module | N | 184.2
3083 | Yingli Green Energy | YL170P-23b | 170W Polycrystalline Module, High Transmission and Textured Glass | N | 154.2
3084 | Yingli Green Energy | YL175(156) | 175W Polycrystalline Module, High Transmission and Textured Glass | N | 148.9
3085 | Yingli Green Energy | YL175P-23b | 175W Polycrystalline Module, High Transmission and Textured Glass | N | 158.9
3086 | Yingli Green Energy | YL180P-23b | 180W Polycrystalline Module, High Transmission and Textured Glass | N | 163.5
3087 | Yingli Green Energy | YL185P-23b | 185W Polycrystalline Module, High Transmission and Textured Glass | N | 168.2
3088 | Yingli Green Energy | YL195P-26b | 195W Polycrystalline Module, High Transmission and Textured Glass | N | 173
3089 | Yingli Green Energy | YL200P-26b | 200W Polycrystalline Module, High Transmission and Textured Glass | N | 177.5
3090 | Yingli Green Energy | YL205P-26b | 205W Polycrystalline Module, High Transmission and Textured Glass | N | 182.1
3091 | Yingli Green Energy | YL210P-26b | 210W Polycrystalline Module, High Transmission and Textured Glass | N | 186.7
3092 | Yingli Green Energy | YL220P-29b | 220W Polycrystalline Module, High Transmission and Textured Glass | N | 197.4
3093 | Yingli Green Energy | YL225P-29b | 225W Polycrystalline Module, High Transmission and Textured Glass | N | 202
3094 | Yingli Green Energy | YL230P-29b | 230W Polycrystalline Module, High Transmission and Textured Glass | N | 206.6
3095 | Yingli Green Energy | YL235P-29b | 235W Polycrystalline Module, High Transmission and Textured Glass | N | 211.2
3096 | Yingli Green Energy | YL240P-32b | 240W Polycrystalline Module, High Transmission and Textured Glass | N | 211.5
3097 | Yingli Green Energy | YL245P-32b | 245W Polycrystalline Module, High Transmission and Textured Glass | N | 216
3098 | Yingli Green Energy | YL250P-32b | 250W Polycrystalline Module, High Transmission and Textured Glass | N | 220.6
3099 | Yingli Green Energy | YL255P-32b | 255W Polycrystalline Module, High Transmission and Textured Glass | N | 225.1
3100 | Yingli Green Energy | YL260P-35b | 260W Polycrystalline Module, High Transmission and Textured Glass | N | 232.5
3101 | Yingli Green Energy | YL265P-35b | 265W Polycrystalline Module, High Transmission and Textured Glass | N | 237
3102 | Yingli Green Energy | YL270P-35b | 270W Polycrystalline Module, High Transmission and Textured Glass | N | 241.6
3103 | Yingli Green Energy | YL275P-35b | 275W Polycrystalline Module, High Transmission and Textured Glass | N | 246.2
3104 | Yingli Green Energy | YL280P-35b | 280W Polycrystalline Module, High Transmission and Textured Glass | N | 250.8
3105 | Yunnan Tianda Photovoltaic | TD160M5 | 160W Monocrystalline Module | N | 139
3106 | Yunnan Tianda Photovoltaic | TD165M5 | 165W Monocrystalline Module | N | 143.5
3107 | Yunnan Tianda Photovoltaic | TD170M5 | 170W Monocrystalline Module | N | 148
3108 | Yunnan Tianda Photovoltaic | TD175M5 | 175W Monocrystalline Module | N | 152.5
3109 | Yunnan Tianda Photovoltaic | TD180M5 | 180W Monocrystalline Module | N | 157
3110 | Zerquest Solar | Zp170 | 170W Monocrystalline Module | N | 143.5
3111 | Zhangjiagang City Sunlink PV | SEGP6-54-195 | 195W Polycrystalline Module | N | 169.3
3112 | Zhangjiagang City Sunlink PV | SEGP6-54-200 | 200W Polycrystalline Module | N | 173.8
3113 | Zhangjiagang City Sunlink PV | SEGP6-54-205 | 205W Polycrystalline Module | N | 178.3
3114 | Zhangjiagang City Sunlink PV | SEGP6-60-220 | 220W Polycrystalline Module | N | 189.8
3115 | Zhangjiagang City Sunlink PV | SEGP6-60-225 | 225W Polycrystalline Module | N | 194.2
3116 | Zhangjiagang City Sunlink PV | SEGP6-60-230 | 230W Polycrystalline Module | N | 198.7
3117 | Zhejiang ERA Solar Technology | ESPSA-170 | 170W Monocrystalline Module | N | 154.7
3118 | Zhejiang ERA Solar Technology | ESPSA-175 | 175W Monocrystalline Module | N | 159.4
3119 | Zhejiang ERA Solar Technology | ESPSA-180 | 180W Monocrystalline Module | N | 164.1
3120 | Zhejiang Global Photovoltaic Technology | GSM-155 | 155W Monocrystalline Module | N | 135.4
3121 | Zhejiang Global Photovoltaic Technology | GSM-160 | 160W Monocrystalline Module | N | 139.9
3122 | Zhejiang Global Photovoltaic Technology | GSM-165 | 165W Monocrystalline Module | N | 144.4
3123 | Zhejiang Global Photovoltaic Technology | GSM-170 | 170W Monocrystalline Module | N | 148.9
3124 | Zhejiang Global Photovoltaic Technology | GSM-175 | 175W Monocrystalline Module | N | 153.4
3125 | Zhejiang Global Photovoltaic Technology | GSM-180 | 180W Monocrystalline Module | N | 157.9
3126 | Zhejiang Sunflower Light Energy Science & Technology | SF125x125-72-M-150W | 150W Monocrystalline Module | N | 132
3127 | Zhejiang Sunflower Light Energy Science & Technology | SF125x125-72-M-155W | 155W Monocrystalline Module | N | 136.5
3128 | Zhejiang Sunflower Light Energy Science & Technology | SF125x125-72-M-160W | 160W Monocrystalline Module | N | 141
3129 | Zhejiang Sunflower Light Energy Science & Technology | SF125x125-72-M-165W | 165W Monocrystalline Module | N | 145.5
3130 | Zhejiang Sunflower Light Energy Science & Technology | SF125x125-72-M-170W | 170W Monocrystalline Module | N | 150.1
3131 | Zhejiang Sunflower Light Energy Science & Technology | SF125x125-72-M-175W | 175W Monocrystalline Module | N | 154.6
3132 | Zhejiang Sunflower Light Energy Science & Technology | SF125x125-72-M-180W | 180W Monocrystalline Module | N | 159.2
3133 | Zhejiang Sunflower Light Energy Science & Technology | SF125x125-72-M-185W | 185W Monocrystalline Module | N | 163.7
3134 | Zhejiang Sunflower Light Energy Science & Technology | SF156x156-60-M-200W | 200W Monocrystalline Module | N | 174.7
3135 | Zhejiang Sunflower Light Energy Science & Technology | SF156x156-60-P-200W | 200W Polycrystalline Module | N | 176
3136 | Zhejiang Sunflower Light Energy Science & Technology | SF156x156-60-M-205W | 205W Monocrystalline Module | N | 179.2
3137 | Zhejiang Sunflower Light Energy Science & Technology | SF156x156-60-P-205W | 205W Polycrystalline Module | N | 180.5
3138 | Zhejiang Sunflower Light Energy Science & Technology | SF156x156-60-M-210W | 210W Monocrystalline Module | N | 183.7
3139 | Zhejiang Sunflower Light Energy Science & Technology | SF156x156-60-P-210W | 210W Polycrystalline Module | N | 185
3140 | Zhejiang Sunflower Light Energy Science & Technology | SF156x156-60-M-215W | 215W Monocrystalline Module | N | 188.2
3141 | Zhejiang Sunflower Light Energy Science & Technology | SF156x156-60-P-215W | 215W Polycrystalline Module | N | 189.5
3142 | Zhejiang Sunflower Light Energy Science & Technology | SF156x156-60-M-220W | 220W Monocrystalline Module | N | 192.7
3143 | Zhejiang Sunflower Light Energy Science & Technology | SF156x156-60-P-220W | 220W Polycrystalline Module | N | 194.1
3144 | Zhejiang Sunflower Light Energy Science & Technology | SF156x156-60-M-225W | 225W Monocrystalline Module | N | 197.3
3145 | Zhejiang Sunflower Light Energy Science & Technology | SF156x156-60-P-225W | 225W Polycrystalline Module | N | 198.6
3146 | Zhejiang Sunflower Light Energy Science & Technology | SF156x156-60-M-230W | 230W Monocrystalline Module | N | 201.8
3147 | Zhejiang Sunflower Light Energy Science & Technology | SF156x156-60-P-230W | 230W Polycrystalline Module | N | 203.1
3148 | Zhejiang Sunflower Light Energy Science & Technology | SF156x156-60-M-235W | 235W Monocrystalline Module | N | 206.3
3149 | Zhejiang Sunflower Light Energy Science & Technology | SF156x156-60-M-240W | 240W Monocrystalline Module | N | 210.8
3150 | Zhejiang Wanxiang Solar | WXS175P | 175W Polycrystalline Module | N | 157.7
3151 | Zhejiang Wanxiang Solar | WXS175S | 175W Monocrystalline Module | N | 157.6
3152 | Zhejiang Wanxiang Solar | WXS180P | 180W Polycrystalline Module | N | 162.3
3153 | Zhejiang Wanxiang Solar | WXS180S | 180W Monocrystalline Module | N | 162.3
3154 | Zhejiang Wanxiang Solar | WXS185P | 185W Polycrystalline Module | N | 167
3155 | Zhejiang Wanxiang Solar | WXS185S | 185W Monocrystalline Module | N | 166.9
3156 | Zhejiang Wanxiang Solar | WXS190P | 190W Polycrystalline Module | N | 171.6
3157 | Zhejiang Wanxiang Solar | WXS200P | 200W Polycrystalline Module | N | 179.8
3158 | Zhejiang Wanxiang Solar | WXS205P | 205W Polycrystalline Module | N | 184.4
3159 | Zhejiang Wanxiang Solar | WXS210P | 210W Polycrystalline Module | N | 189
3160 | Zhejiang Wanxiang Solar | WXS215P | 215W Polycrystalline Module | N | 193.6
3161 | Zhejiang Wanxiang Solar | WXS220P | 220W Polycrystalline Module | N | 198.2
3162 | Zhejiang Wanxiang Solar | WXS225P | 225W Polycrystalline Module | N | 202.9
3163 | Zhejiang Wanxiang Solar | WXS230P | 230W Polycrystalline Module | N | 206.5
3164 | Zhejiang Wanxiang Solar | WXS235P | 235W Polycrystalline Module | N | 211.1
3165 | Zhejiang Wanxiang Solar | WXS240P | 240W Polycrystalline Module | N | 215.7
3166 | Zhejiang Wanxiang Solar | WXS245P | 245W Polycrystalline Module | N | 220.3
3167 | Zhejiang Wanxiang Solar | WXS250P | 250W Polycrystalline Module | N | 224.9
3168 | Zhejiang Wanxiang Solar | WXS255P | 255W Polycrystalline Module | N | 229.6
3169 | Zhejiang Wanxiang Solar | WXS260P | 260W Polycrystalline Module | N | 234.2
3170 | Zhejiang Wanxiang Solar | WXS265P | 265W Polycrystalline Module | N | 238.8
3171 | Zhejiang Wanxiang Solar | WXS270P | 270W Polycrystalline Module | N | 243.4
3172 | Zhejiang Wanxiang Solar | WXS275P | 275W Polycrystalline Module | N | 248.1
3173 | Zhejiang Wanxiang Solar | WXS280P | 280W Polycrystalline Module | N | 252.7

## List For Suppliers bid
look up | qty | [5 empty] | list | CCE
Request for Quote
| Earth Electric CA Lic. B, C-10 #560847 |  |  |  | Ship To: | Juvenal Chavez
| 681 Blackford Court, San Jose, CA 95117 |  |  |  |  | 5279 Felter Road, San Jose, CA 95132
(408) 206-9704
matthew@earth-electric.com
Solar Modules | Modules | [5 empty] | 0 | 340.75
26 | 15 | Trina | TSM-PA05 | TSM-PA05 | 235W Poly module |  |  |  | 5111.25 | Pv | 235 | 209.8 | 0 | 0
Inverters | Inverters | [5 empty] | 5000 | 3072.19
725 | 3 | SMA America | SB 6000US 240 | SB 6000US 240 | Sunny Boy 6,000 watt inverter for 240VAC operation | with LCD, integrated DC disconnect |  |  | 9216.57 | Inverter | 6000 | 0.955 | SMA America | SB 6000US 240
0
0
0
Racking/ Balance of System | Balance of System | [5 empty] | 0 | 2.73 |  | #REF! | #REF! | #REF! | #REF! | #REF!
44.5 | 125 | Ilsco | Lay-In Ground Lug | Lay-In Ground Lug | Direct Burial |  | 0 | 7.5 | 341.25 | 0 | 0 | 0 | 0 | 0
275.5 | 6 | MC4 | One Pair each | One Pair each | (Male and Female) Cable Couplings |  | 45 | 30.18 | 45 | 0 | 0 | 0 | Session | 0
90 | 42 | Pro Solar | R-136XD | R-136XD | Single extra deep channel 136 inch support rail | for up to eight foot spans | 11.5 | 7.23 | 1267.56 | Mounting | 0 | 0 | Pro Solar | R-136XD
52 | 84 | Pro Solar | A-UAS-S | A-UAS-S | U-bolt assembly for Ground Trac system | with stainless steel hardware | 0.78 | 0.42 | 607.32 | Mounting | 0 | 0 | Pro Solar | A-UAS-S
87 | 210 | Pro Solar | P-CN | P-CN | Roof Track sliding channel nut | clear anodized aluminum | 2.75 | 2.1 | 88.2 | Mounting | 0 | 0 | Pro Solar | P-CN
65 | 84 | Pro Solar | C1810EC | C1810EC | Clear end clamp for regular Sharp modules | with hex bolt and lock washer | 2.75 | 2.1 | 176.4 | Mounting | 0 | 0 | Pro Solar | C1810EC
56 | 126 | Pro Solar | C250IMC | C250IMC | Clear intermodule clamp for regular Sharp modules | with hex bolt and lock washer |  |  | 264.6 | Mounting | 0 | 0 | Pro Solar | C250IMC
0
| 0 | [5 empty] | 0 | 205
275.6 | 3 | PV Wire | 500 Ft | 500 Ft | PV or U.S.E.-2, 10 AWG |  |  |  | 615 | 0 | 0 | 0 | Session | 0
0
0
Labor only below here
[6 empty] | Materials |  |  | 17733.15
[6 empty] | Sales Tax |  |  | 1684.6492
[6 empty] | Labor |  |  | 0
[6 empty] | Shipping |  |  | 300 | [5 empty] | 19717.7993
[6 empty] | Over head and Profit |  |  | 3943.5599
[6 empty] | Job Cost |  |  | 23661.3591
[6 empty] | Plans |  |  | 400
[6 empty] | Permits |  |  | 300
[6 empty] | CSI rebate |  |  | -1230
[6 empty] | Grand Total |  |  | 23131.3591

## CEC Iverters
CALIFORNIA APPROVED INVERTERS Less than 10kW
Approved
|  |  |  | Power | Weighted | Built-In
| Manufacturer Name | Model Number | Description | (Watts) | Efficiency | Meter | Notes
1 | Magnetek | PVI-3000-I-OUTD-US (208V) | 3 kW, 150-600 VDC Utility Interactive Inverter | 2500 | 90.5 | Yes | 2005-08-10
2 | Magnetek | PVI-3000-I-OUTD-US-F (208V) | 3 kW, 150-600 VDC Utility Interactive Inverter | 2700 | 90.5 | Yes | 2005-08-10
3 | SMA America | SB1100U | 1100W, 240Vac Sunny Boy String Inverter | 1100 | 91 | No | 2005-04-01
4 | SMA America | SB1100U-SBD | 1100W, 240Vac Sunny Boy String Inverter | 1100 | 91 | Yes | 2005-04-01
5 | SMA America | SB700U | 700W, 120Vac Sunny Boy String Inverter | 696 | 91.5 | No | 2005-09-26
6 | SMA America | SB700U-SBD | 700W, 120Vac Sunny Boy String Inverter with display | 696 | 91.5 | Yes | 2005-04-06
7 | SMA America | SWR1800U | 1.8kW, 120Vac Sunny Boy String Inverter | 1800 | 91.5 | No | 2005-04-29
8 | SMA America | SWR1800U-SBD | 1.8W, 120Vac Sunny Boy String Inverter with display | 1800 | 91.5 | Yes | 2005-04-29
9 | PV Powered LLC | PVP1800 | 1800W Utility Interactive Inverter | 1800 | 92 | Yes | 2005-04-29
10 | Solectria Renewables, LLC | PVI2500-208 | 2500W 208Vac Grid-Tied Solar PV Inverter | 2485 | 92 | Yes | 2005-09-28
11 | Magnetek | PVI-3000-I-OUTD-US | 3 kW, 150-600 VDC Utility Interactive Inverter | 2520 | 92 | Yes | 2005-04-05
12 | Solectria Renewables, LLC | PVI1800-240 | 1800W 240Vac Grid-Tied Solar PV Inverter | 1759 | 92.5 | Yes | 2005-09-28
13 | Solectria Renewables, LLC | PVI1800-208 | 1800W 208Vac Grid-Tied Solar PV Inverter | 1799 | 92.5 | Yes | 2005-09-28
14 | SMA America | SWR2500U (208V) | 2.1kW, 208Vac Sunny Boy String Inverter | 2100 | 92.5 | No | 2005-04-29
15 | SMA America | SWR2500U-SBD (208V) | 2.1kW, 208Vac Sunny Boy String Inverter with display | 2100 | 92.5 | Yes | 2005-04-29
16 | PV Powered LLC | PVP2000 | 2000W (120Vac) Utility Interactive Inverter | 2000 | 93 | Yes | 2005-05-30
17 | SunPower Corp. | SPR-2000 | 2000W (120Vac) Utility Interactive Inverter | 2000 | 93 | Yes | 2005-05-30
18 | SMA America | SWR2100U | 2.1kW, 240Vac Sunny Boy String Inverter | 2100 | 93 | Yes | 2006-03-01
19 | Fronius USA, LLC | IG 2500-LV | 2350W Grid-tied unit with Integrated Disconnects and Performance Meter | 2350 | 93 | Yes | Upgraded
20 | Solectria Renewables, LLC | PVI2500-240 | 2500W 240Vac Grid-Tied Solar PV Inverter | 2498 | 93 | Yes | 2005-09-28
21 | SMA America | SWR2500U (240V) | 2.5kW, 240Vac Sunny Boy String Inverter | 2500 | 93 | No | 2005-04-29
22 | SMA America | SWR2500U-SBD (240V) | 2.5kW, 240Vac Sunny Boy String Inverter with display | 2500 | 93 | Yes | 2005-04-29
23 | Connect Renewable Energy | CE 4000 | 3000W Grid Tied, 240Vac, low dc voltage Inverter | 2850 | 93 | Yes | 2005-11-21
24 | Fronius USA, LLC | IG 2000 | 2000W Grid-tied unit with Integrated Disconnects and Performance Meter | 2000 | 93.5 | Yes | Upgraded
25 | GE Energy | GEPVb-2500-NA-240 | 2.5 kW Brilliance – DC Disconnect - Display | 2500 | 94 | Yes | 2006-03-01
26 | Xantrex Technology, Inc. | GT2.5-NA-DS-240 | 2.5 kW, 240 Vac, 195-600Vdc Grid Tie Inverter | 2500 | 94 | Yes | 2005-09-26
27 | Xantrex Technology, Inc. | GT2.5-NA-DS-240-P | 2.5 kW, 240 Vac, 195-600Vdc Grid Tie Inverter (positive ground) | 2500 | 94 | Yes | 2005-09-28
28 | Fronius USA, LLC | IG 3000 | 2700W Grid-tied unit with Integrated Disconnects and Performance Meter | 2700 | 94 | Yes | Upgraded
29 | PV Powered LLC | PVP2800-208 | 2800W (208Vac) Utility Interactive Inverter | 2800 | 94 | Yes | 2005-04-29
30 | PV Powered LLC | PVP2800-240 | 2800W (240Vac) Utility Interactive Inverter | 2800 | 94 | Yes | 2005-04-29
31 | PV Powered LLC | PVP2900-208 or PVP2900 | 2900W (208Vac) Utility Interactive Inverter | 2900 | 94 | Yes | 2005-09-26
32 | SunPower Corp. | SPR-2900 | 2900W (208Vac) Utility Interactive Inverter | 2900 | 94 | Yes | 2005-04-29
33 | PV Powered LLC | PVP2800-XV | 2800W (240Vac) Utility Interactive Inverter - expanded voltage version | 2800 | 94.5 | Yes | 2005-04-29
34 | Xantrex Technology, Inc. | SW4024 | 4.0 kVA, 24Vdc, 120Vac, Trace Engr. batt bkp, sine wave inverter (w/GTI) | 3297 | 89 | No | 2005-04-01
35 | Advanced Energy Industries | Solaron 250kW (3159200-XXXX) | 250 kW 480 Vac Three Phase Utility-Interactive Inverter | 250000 | 97.5 | No | N/A
36 | Advanced Energy Industries | Solaron 333kW (3159000-XXXX) | 333 kW 480 Vac Three Phase Utility-Interactive Inverter | 333000 | 97.5 | No | NA
37 | Advanced Energy Industries | Solaron 500kW (3159500-XXXX) | 500 kW 480 Vac Three Phase Utility-Interactive Inverter | 500000 | 97.5 | No | NA
38 | Alpha Technologies | Solaris 3500 XP | 3.5 kW, 240 Vac, NEMA-3R, Grid Interactive PV Inverter & Batt. Backed UPS, MPPT | 3500 | 90.5 | Yes | NA
39 | Auxin Solar | AXN-PV4000U (208V) | 4kW (208Vac) Utility-Interactive Inverter | 4000 | 94.5 | Yes | NA
40 | Auxin Solar | AXN-PV4000U (240V) | 4kW (240Vac) Utility-Interactive Inverter | 4000 | 94 | Yes | NA
41 | Auxin Solar | AXU-PV1500U (208V) | 1.5kW (208Vac) Utility-Interactive Inverter | 1500 | 94.5 | Yes | NA
42 | Auxin Solar | AXU-PV1500U (240V) | 1.5kW (240Vac) Utility-Interactive Inverter | 1500 | 94.5 | Yes | NA
43 | Auxin Solar | AXU-PV2000U (208V) | 2kW (208Vac) Utility-Interactive Inverter | 2000 | 95.5 | Yes | NA
44 | Auxin Solar | AXU-PV2000U (240V) | 2kW (240Vac) Utility-Interactive Inverter | 2000 | 95 | Yes | NA
45 | Auxin Solar | AXU-PV3000U (208V) | 3kW (208Vac) Utility-Interactive Inverter | 3000 | 95.5 | Yes | NA
46 | Auxin Solar | AXU-PV3000U (240V) | 3kW (240Vac) Utility-Interactive Inverter | 3000 | 95.5 | Yes | NA
47 | Ballard Power Systems | EPC-PV-208-30kW | Utility Interactive 208V 30kW PV Power Converter System | 30000 | 93 | Yes | NA
48 | Ballard Power Systems | EPC-PV-208-75kW | Utility Interactive 75kW PV Power Converter System | 75000 | 91.5 | Yes | NA
49 | Ballard Power Systems | EPC-PV-480-30kW | Utility Interactive 480V 30kW PV Power Converter System | 30000 | 93 | Yes | NA
50 | Ballard Power Systems | EPC-PV-480-75KW | Utility Interactive 480V 75kW PV Power Converter System | 75000 | 91.5 | Yes | NA
51 | Beacon Power | M4 | 4 kW Power Conversion System | 4000 | 90 | No | NA
52 | Beacon Power | M4 Plus | 4 kW Power Conversion System with Meter | 4000 | 91.5 | Yes | NA
53 | Beacon Power | M5 | 5 kW Power Conversion System | 5000 | 89 | No | NA
54 | Beacon Power | M5 Plus | 5 kW Power Conversion System with Meter | 5000 | 90 | Yes | NA
55 | Bergey Windpower | Gridtek 10 | 10kW, 240Vac split-phase, utility interactive inverter | 10000 | 91 | No | NA
56 | Beyond Building Group | SR1500TLI (208V) | 1.5kW (208Vac) Utility-Interactive Inverter | 1500 | 94.5 | Yes | NA
57 | Beyond Building Group | SR1500TLI (240) | 1.5kW (240Vac) Utility-Interactive Inverter | 1500 | 94.5 | Yes | NA
58 | Beyond Building Group | SR2000TLI (208V) | 2kW (208Vac) Utility-Interactive Inverter | 2000 | 95.5 | Yes | NA
59 | Beyond Building Group | SR2000TLI (240) | 2kW (240Vac) Utility-Interactive Inverter | 2000 | 95 | Yes | NA
60 | Beyond Building Group | SR3000TLI (208V) | 3kW (208Vac) Utility-Interactive Inverter | 3000 | 95.5 | Yes | NA
61 | Beyond Building Group | SR3000TLI (240) | 3kW (240Vac) Utility-Interactive Inverter | 3000 | 95.5 | Yes | NA
62 | Beyond Building Group | SR4000TLI (208V) | 4kW (208Vac) Utility-Interactive Inverter | 4000 | 95.5 | Yes | NA
63 | Beyond Building Group | SR4000TLI (240) | 4kW (240Vac) Utility-Interactive Inverter | 4000 | 96 | Yes | NA
64 | Bloom Energy | INV-500 | 25 kW 480 Vac Three Phase Utility-Interactive Inverter for Fuel Cell | 25000 | 93.5 | No | NA
65 | CFM Equipment Distributors | Green Power 1100 | 1100W (120Vac) Utility Interactive Inverter | 1100 | 90.5 | Yes | NA
66 | CFM Equipment Distributors | Green Power 2000 | 2000W (240Vac) Utility Interactive Inverter | 2000 | 92 | Yes | NA
67 | CFM Equipment Distributors | Green Power 2500 | 2500W (240Vac) Utility Interactive Inverter | 2500 | 94.5 | Yes | NA
68 | CFM Equipment Distributors | Green Power 3000 | 3000W (240Vac) Utility Interactive Inverter | 3000 | 93.5 | Yes | NA
69 | CFM Equipment Distributors | Green Power 3500 | 3500W (240Vac) Utility Interactive Inverter | 3500 | 95.5 | Yes | NA
70 | CFM Equipment Distributors | Green Power 4600 | 4600W (208Vac) Utility Interactive Inverter | 4600 | 95.5 | Yes | NA
71 | CFM Equipment Distributors | Green Power 4800 | 4800W (240Vac) Utility Interactive Inverter | 4800 | 96 | Yes | NA
72 | CFM Equipment Distributors | Green Power 5200 | 5200W (240Vac) Utility Interactive Inverter | 5200 | 96 | Yes | NA
73 | Connect Renewable Energy | CE 4000 | 3000W Grid Tied, 240Vac, Low DC Voltage Inverter | 2850 | 93 | Yes | NA
74 | Delta Energy Systems | SI 1800 US (208V) | 1800W 208Vac Grid-Tied Solar PV Inverter | 1799 | 92.5 | Yes | NA
75 | Delta Energy Systems | SI 1800 US (240V) | 1800W 240Vac Grid-Tied Solar PV Inverter | 1759 | 92.5 | Yes | NA
76 | Delta Energy Systems | SI 2500 US (208V) | 2500W 208Vac Grid-Tied Solar PV Inverter | 2485 | 92 | Yes | NA
77 | Delta Energy Systems | SI 2500 US (240V) | 2500W 240Vac Grid-Tied Solar PV Inverter | 2498 | 93 | Yes | NA
78 | Diehl AKO Stiftung & Co. KG | 4301 S-A (208V) | 3.68kW (208Vac) Utility-Interactive Inverter | 3680 | 94 | Yes | NA
79 | Diehl AKO Stiftung & Co. KG | 4301 S-A (240V) | 3.68kW (240Vac) Utility-Interactive Inverter | 3680 | 94.5 | Yes | NA
80 | Diehl AKO Stiftung & Co. KG | Platinum 100 CS-A 208 | 100kW 208Vac Three phase Utility Interactive inverter | 100000 | 94.5 | Yes | NA
81 | Diehl AKO Stiftung & Co. KG | Platinum 100 CS-A 480 | 100kW 480Vac Three phase Utility Interactive inverter | 100000 | 94.5 | Yes | NA
82 | Diehl AKO Stiftung & Co. KG | Platinum 100 CS-A HE 208 | 100kW 208Vac Three phase Utility Interactive inverter | 100000 | 95 | Yes | NA
83 | Diehl AKO Stiftung & Co. KG | Platinum 100 CS-A HE 480 | 100kW 480Vac Three phase Utility Interactive inverter | 100000 | 95.5 | Yes | NA
84 | Enphase Energy | D380-72-208-S1x | 380 W, 208Vac, utility-interactive modular inverter, 1x are connector types | 380 | 95 | No | NA
85 | Enphase Energy | D380-72-240-S1x | 380 W, 240Vac, utility-interactive modular inverter, 1x are connector types | 380 | 95 | No | NA
86 | Enphase Energy | M175-24-208-Sxx | 175 W, 24Vdc, 208Vac, utility-interactive modular inverter, xx is 01 or 02. | 175 | 94.5 | No | NA
87 | Enphase Energy | M175-24-240-Sxx | 175 W, 24Vdc, 240Vac, utility-interactive modular inverter, xx is 01 or 02. | 175 | 94.5 | No | NA
88 | Enphase Energy | M190-72-208-Sxx | 190 W, 32Vdc, 208Vac, utility-interactive modular inverter, xx is 11, 12, or 13. | 190 | 95 | No | NA
89 | Enphase Energy | M190-72-240-Sxx | 190 W, 32Vdc, 240Vac, utility-interactive modular inverter, xx is 11, 12, or 13. | 190 | 95 | No | NA
90 | Enphase Energy | M200-32-208-Sxx | 200 W, 52.5Vdc, 208Vac, utility-interactive modular inverter, xx is 01 or 02. | 200 | 95 | No | NA
91 | Enphase Energy | M200-32-240-Sxx | 200 W, 52.5Vdc, 240Vac, utility-interactive modular inverter, xx is 01 or 02. | 200 | 95 | No | NA
92 | Enphase Energy | M210-84-208-Sxx | 210 W, 40.5Vdc, 208Vac, utility-interactive modular inverter, xx is 11, 12, or 13. | 210 | 95.5 | No | NA
93 | Enphase Energy | M210-84-240-Sxx | 210 W, 40.5Vdc, 240Vac, utility-interactive modular inverter, xx is 11, 12, or 13. | 210 | 95.5 | No | NA
94 | E-Village Solar | EVS1100EVR | 1100W (120Vac) Utility Interactive Inverter | 1100 | 90.5 | Yes | NA
95 | E-Village Solar | EVS2000EVR | 2000W (240Vac) Utility Interactive Inverter | 2000 | 92 | Yes | NA
96 | E-Village Solar | EVS2500 | 2500W (240Vac) Utility Interactive Inverter | 2500 | 94.5 | Yes | NA
97 | E-Village Solar | EVS3000 | 3000W (240Vac) Utility Interactive Inverter | 3000 | 93.5 | Yes | NA
98 | E-Village Solar | EVS3500 | 3500W (240Vac) Utility Interactive Inverter | 3500 | 95.5 | Yes | NA
99 | E-Village Solar | EVS4600 | 4600W (208Vac) Utility Interactive Inverter | 4600 | 95.5 | Yes | NA
100 | E-Village Solar | EVS4800 | 4800W (240Vac) Utility Interactive Inverter | 4800 | 96 | Yes | NA
101 | E-Village Solar | EVS5200 | 5200W (240Vac) Utility Interactive Inverter | 5200 | 96 | Yes | NA
102 | Exeltech | XLGT18A60 & XLGT18A60-01 | 1.8kW (120Vac) Utility-Interactive Inverter (-01 for disconnect) | 1800 | 96.5 | Yes | NA
103 | Exeltech, Inc. | AC2-1-B-6-5-XX | 212W (120Vac) Utility-Interactive Inverter | 212 | 94.5 | Yes
104 | Fronius USA | Fronius CL 33.3 Delta (208V) | 33.3 kW, 208Vac Delta Utility Interactive Inverter | 33300 | 94.5 | Yes | NA
105 | Fronius USA | Fronius CL 33.3 Delta (240V) | 33.3 kW, 240Vac Delta Utility Interactive Inverter | 33300 | 95 | Yes | NA
106 | Fronius USA | Fronius CL 36.0 Wye (277V) | 36 kW, 277Vac Wye Utility Interactive Inverter | 36000 | 95.5 | Yes | NA
107 | Fronius USA | Fronius CL 44.4 Delta (208V) | 44.4 kW, 208Vac Delta Utility Interactive Inverter | 44400 | 94.5 | Yes | NA
108 | Fronius USA | Fronius CL 44.4 Delta (240V) | 44.4 kW, 240Vac Delta Utility Interactive Inverter | 44400 | 95 | Yes | NA
109 | Fronius USA | Fronius CL 48.0 Wye (277V) | 48 kW, 277Vac Wye Utility Interactive Inverter | 48000 | 95.5 | Yes | NA
110 | Fronius USA | Fronius CL 55.5 Delta (208V) | 55.5 kW, 208Vac Delta Utility Interactive Inverter | 55500 | 94.5 | Yes | NA
111 | Fronius USA | Fronius CL 55.5 Delta (240V) | 55.5 kW, 240Vac Delta Utility Interactive Inverter | 55500 | 95 | Yes | NA
112 | Fronius USA | Fronius CL 60.0 Wye (277V) | 60 kW, 277Vac Wye Utility Interactive Inverter | 60000 | 95.5 | Yes | NA
113 | Fronius USA | IG 2000 NEG | 2000W Grid-tied unit with Integrated Disconnects and Performance Meter | 2000 | 93.5 | Yes | NA
114 | Fronius USA | IG 2000 POS | 2000W Grid-tied unit with Integrated Disconnects and Performance Meter | 2000 | 93.5 | Yes | NA
115 | Fronius USA | IG 2500-LV NEG | 2350W Grid-tied unit with Integrated Disconnects and Performance Meter | 2350 | 93 | Yes | NA
116 | Fronius USA | IG 2500-LV POS | 2350W Grid-tied unit with Integrated Disconnects and Performance Meter | 2350 | 93 | Yes | NA
117 | Fronius USA | IG 3000 NEG | 2700W Grid-tied unit with Integrated Disconnects and Performance Meter | 2700 | 94 | Yes | NA
118 | Fronius USA | IG 3000 POS | 2700W Grid-tied unit with Integrated Disconnects and Performance Meter | 2700 | 94 | Yes | NA
119 | Fronius USA | IG 4000 NEG | 4000W Grid-tied unit with Integrated Disconnects and Performance Meter | 4000 | 94 | Yes | NA
120 | Fronius USA | IG 4000 POS | 4000W Grid-tied unit with Integrated Disconnects and Performance Meter | 4000 | 94 | Yes | NA
121 | Fronius USA | IG 4500-LV NEG | 4500W Grid-tied unit with Integrated Disconnects and Performance Meter | 4500 | 93.5 | Yes | NA
122 | Fronius USA | IG 4500-LV POS | 4500W Grid-tied unit with Integrated Disconnects and Performance Meter | 4500 | 93.5 | Yes | NA
123 | Fronius USA | IG 5100 NEG | 5100W Grid-tied unit with Integrated Disconnects and Performance Meter | 5100 | 94.5 | Yes | NA
124 | Fronius USA | IG 5100 POS | 5100W Grid-tied unit with Integrated Disconnects and Performance Meter | 5100 | 94.5 | Yes | NA
125 | Fronius USA | IG Plus 10.0-208 | 10000W (208Vac) Utility Interactive Inverter | 10000 | 95 | Yes | NA
126 | Fronius USA | IG Plus 10.0-240 | 10000W (240Vac) Utility Interactive Inverter | 10000 | 95.5 | Yes | NA
127 | Fronius USA | IG Plus 10.0-277 | 10000W (277Vac) Utility Interactive Inverter | 10000 | 96 | Yes | NA
128 | Fronius USA | IG Plus 11.4-208 | 11400W (208Vac) Utility Interactive Inverter | 11400 | 95.5 | Yes | NA
129 | Fronius USA | IG Plus 11.4-240 | 11400W (240Vac) Utility Interactive Inverter | 11400 | 96 | Yes | NA
130 | Fronius USA | IG Plus 11.4-277 | 11400W (277Vac) Utility Interactive Inverter | 11400 | 96 | Yes | NA
131 | Fronius USA | IG Plus 11.4-3 Delta-208 | 11400W (208Vac) 3-Phase Utility Interactive Inverter | 11400 | 95 | Yes | NA
132 | Fronius USA | IG Plus 11.4-3 Delta-240 | 11400W (240Vac) 3-Phase Utility Interactive Inverter | 11400 | 95.5 | Yes | NA
133 | Fronius USA | IG Plus 12.0-3WYE277 | 12000W (3-Phase WYE 277Vac) Utility Interactive Inverter | 12000 | 96 | Yes | NA
134 | Fronius USA | IG Plus 3.0-208 | 3000W (208Vac) Utility Interactive Inverter | 3000 | 95 | Yes | NA
135 | Fronius USA | IG Plus 3.0-240 | 3000W (240Vac) Utility Interactive Inverter | 3000 | 95.5 | Yes | NA
136 | Fronius USA | IG Plus 3.0-277 | 3000W (277Vac) Utility Interactive Inverter | 3000 | 95.5 | Yes | NA
137 | Fronius USA | IG Plus 3.8-208 | 3800W (208Vac) Utility Interactive Inverter | 3800 | 95 | Yes | NA
138 | Fronius USA | IG Plus 3.8-240 | 3800W (240Vac) Utility Interactive Inverter | 3800 | 95.5 | Yes | NA
139 | Fronius USA | IG Plus 3.8-277 | 3800W (277Vac) Utility Interactive Inverter | 3800 | 95.5 | Yes | NA
140 | Fronius USA | IG Plus 5.0-208 | 5000W (208Vac) Utility Interactive Inverter | 5000 | 95.5 | Yes | NA
141 | Fronius USA | IG Plus 5.0-240 | 5000W (240Vac) Utility Interactive Inverter | 5000 | 95.5 | Yes | NA
142 | Fronius USA | IG Plus 5.0-277 | 5000W (277Vac) Utility Interactive Inverter | 5000 | 96 | Yes | NA
143 | Fronius USA | IG Plus 6.0-208 | 6000W (208Vac) Utility Interactive Inverter | 6000 | 95.5 | Yes | NA
144 | Fronius USA | IG Plus 6.0-240 | 6000W (240Vac) Utility Interactive Inverter | 6000 | 96 | Yes | NA
145 | Fronius USA | IG Plus 6.0-277 | 6000W (277Vac) Utility Interactive Inverter | 6000 | 96 | Yes | NA
146 | Fronius USA | IG Plus 7.5-208 | 7500W (208Vac) Utility Interactive Inverter | 7500 | 95 | Yes | NA
147 | Fronius USA | IG Plus 7.5-240 | 7500W (240Vac) Utility Interactive Inverter | 7500 | 95.5 | Yes | NA
148 | Fronius USA | IG Plus 7.5-277 | 7500W (277Vac) Utility Interactive Inverter | 7500 | 96 | Yes | NA
149 | Fronius USA | IG Plus V 10.0-208 | 10000W (208Vac) Utility Interactive Inverter | 10000 | 95 | Yes | NA
150 | Fronius USA | IG Plus V 10.0-240 | 10000W (240Vac) Utility Interactive Inverter | 10000 | 95.5 | Yes | NA
151 | Fronius USA | IG Plus V 10.0-277 | 10000W (277Vac) Utility Interactive Inverter | 10000 | 96 | Yes | NA
152 | Fronius USA | IG Plus V 11.4-208 | 11400W (208Vac) Utility Interactive Inverter | 11400 | 95.5 | Yes | NA
153 | Fronius USA | IG Plus V 11.4-240 | 11400W (240Vac) Utility Interactive Inverter | 11400 | 95.5 | Yes | NA
154 | Fronius USA | IG Plus V 11.4-277 | 11400W (277Vac) Utility Interactive Inverter | 11400 | 96 | Yes | NA
155 | Fronius USA | IG Plus V 11.4-3-208 Delta | 11400W (208Vac) 3-Phase Utility Interactive Inverter | 11400 | 95 | Yes | NA
156 | Fronius USA | IG Plus V 11.4-3-240 Delta | 11400W (240Vac) 3-Phase Utility Interactive Inverter | 11400 | 96 | Yes | NA
157 | Fronius USA | IG Plus V 12.0-3WYE277 | 12000W (3-Phase WYE 277Vac) Utility Interactive Inverter | 12000 | 96 | Yes | NA
158 | Fronius USA | IG Plus V 3.0-208 | 3000W (208Vac) Utility Interactive Inverter | 3000 | 95 | Yes | NA
159 | Fronius USA | IG Plus V 3.0-240 | 3000W (240Vac) Utility Interactive Inverter | 3000 | 95.5 | Yes | NA
160 | Fronius USA | IG Plus V 3.0-277 | 3000W (277Vac) Utility Interactive Inverter | 3000 | 96 | Yes | NA
161 | Fronius USA | IG Plus V 3.8-208 | 3800W (208Vac) Utility Interactive Inverter | 3800 | 95 | Yes | NA
162 | Fronius USA | IG Plus V 3.8-240 | 3800W (240Vac) Utility Interactive Inverter | 3800 | 95.5 | Yes | NA
163 | Fronius USA | IG Plus V 3.8-277 | 3800W (277Vac) Utility Interactive Inverter | 3800 | 96 | Yes | NA
164 | Fronius USA | IG Plus V 5.0-208 | 5000W (208Vac) Utility Interactive Inverter | 5000 | 95.5 | Yes | NA
165 | Fronius USA | IG Plus V 5.0-240 | 5000W (240Vac) Utility Interactive Inverter | 5000 | 95.5 | Yes | NA
166 | Fronius USA | IG Plus V 5.0-277 | 5000W (277Vac) Utility Interactive Inverter | 5000 | 96 | Yes | NA
167 | Fronius USA | IG Plus V 6.0-208 | 6000W (208Vac) Utility Interactive Inverter | 6000 | 95.5 | Yes | NA
168 | Fronius USA | IG Plus V 6.0-240 | 6000W (240Vac) Utility Interactive Inverter | 6000 | 96 | Yes | NA
169 | Fronius USA | IG Plus V 6.0-277 | 6000W (277Vac) Utility Interactive Inverter | 6000 | 96 | Yes | NA
170 | Fronius USA | IG Plus V 7.5-208 | 7500W (208Vac) Utility Interactive Inverter | 7500 | 95 | Yes | NA
171 | Fronius USA | IG Plus V 7.5-240 | 7500W (240Vac) Utility Interactive Inverter | 7500 | 95.5 | Yes | NA
172 | Fronius USA | IG Plus V 7.5-277 | 7500W (277Vac) Utility Interactive Inverter | 7500 | 96 | Yes | NA
173 | GE Energy | GEPVb-2500-NA-240 | 2.5 kW Brilliance - DC Disconnect - Display | 2500 | 94 | Yes | NA
174 | GE Energy | GEPVb-2800-NA-240/208-02 (208V) | 2.7 kW, 208 Vac, 195-600Vdc Grid Tie Inverter | 2700 | 93.5 | Yes | NA
175 | GE Energy | GEPVb-2800-NA-240/208-02 (240V) | 2.8 kW, 240 Vac, 195-600Vdc Grid Tie Inverter | 2800 | 94 | Yes | NA
176 | GE Energy | GEPVb-3000-NA-240 | 3.0 kW Brilliance - DC Disconnect - Display | 3000 | 94.5 | Yes | NA
177 | GE Energy | GEPVb-3300-NA-208 | 3.3 kW Brilliance - DC Disconnect - Display | 3300 | 94 | Yes | NA
178 | GE Energy | GEPVb-3300-NA-240 | 3.3 kW Brilliance - DC Disconnect - Display | 3300 | 94.5 | Yes | NA
179 | GE Energy | GEPVb-3300-NA-240/208-02 (208V) | 3.1 kW, 208 Vac, 195-600Vdc Grid Tie Inverter | 3100 | 95 | Yes | NA
180 | GE Energy | GEPVb-3300-NA-240/208-02 (240V) | 3.3 kW, 240 Vac, 195-600Vdc Grid Tie Inverter | 3300 | 95.5 | Yes | NA
181 | GE Energy | GEPVb-3800-NA-240 | 3.8 kW Brilliance - DC Disconnect - Display | 3800 | 95 | Yes | NA
182 | GE Energy | GEPVb-4000-NA-240/208-02 (208V) | 3.8 kW, 208 Vac, 195-600Vdc Grid Tie Inverter | 3800 | 95 | Yes | NA
183 | GE Energy | GEPVb-4000-NA-240/208-02 (240V) | 4.0 kW, 240 Vac, 195-600Vdc Grid Tie Inverter | 4000 | 95.5 | Yes | NA
184 | GE Energy | GEPVb-5000-NA-240/208-02 (208V) | 5.0 kW, 208 Vac, 195-600Vdc Grid Tie Inverter | 4500 | 95 | Yes | NA
185 | GE Energy | GEPVb-5000-NA-240/208-02 (240V) | 5.0 kW, 240 Vac, 195-600Vdc Grid Tie Inverter | 5000 | 95.5 | Yes | NA
186 | GE Energy | GEPVb-5000-NA-240-01 | 5.0 kW, 240 Vac, 195-600Vdc Grid Tie Inverter | 5000 | 95.5 | Yes | NA
187 | GE Energy | GEPVe-1100-NA-120 | 1100W (120Vac) Utility Interactive Inverter with PV System Disconnect | 1100 | 90.5 | Yes | NA
188 | GE Energy | GEPVe-2000-NA-240 | 2000W (240Vac) Utility Interactive Inverter with PV System Disconnect | 2000 | 92.5 | Yes | NA
189 | GE Energy | GEPVe-2500-NA-240 | 2500W (240Vac) Utility Interactive Inverter with PV System Disconnect | 2500 | 94.5 | Yes | NA
190 | GE Energy | GEPVe-2800-NA-208 | 2800W (208Vac) Utility Interactive Inverter with PV System Disconnect | 2800 | 94 | Yes | NA
191 | GE Energy | GEPVe-3000-NA-240 | 3000W (240Vac) Utility Interactive Inverter with PV System Disconnect | 3000 | 93.5 | Yes | NA
192 | GE Energy | GEPVe-3500-NA-240 | 3500W (240Vac) Utility Interactive Inverter with PV System Disconnect | 3500 | 95.5 | Yes | NA
193 | GE Energy | GEPVe-4600-NA-208 | 4600W (208Vac) Utility Interactive Inverter with PV System Disconnect | 4600 | 95.5 | Yes | NA
194 | GE Energy | GEPVe-4800-NA-240 | 4800W (240Vac) Utility Interactive Inverter with PV System Disconnect | 4800 | 96 | Yes | NA
195 | GE Energy | GEPVe-5200-NA-240 | 5200W (240Vac) Utility Interactive Inverter with PV System Disconnect | 5200 | 96 | Yes | NA
196 | GridPoint | Connect C36 | 3600 W Utility Interactive (w/ battery backup) 48Vdc Inverter | 3037 | 91 | No | NA
197 | Home Director | HD-SUN-INV1100-EVR | 1100W (120Vac) Utility Interactive Inverter | 1100 | 90.5 | Yes | NA
198 | Home Director | HD-SUN-INV2000-EVR | 2000W (240Vac) Utility Interactive Inverter | 2000 | 92 | Yes | NA
199 | Home Director | HD-SUN-INV2500 | 2500W (240Vac) Utility Interactive Inverter | 2500 | 94.5 | Yes | NA
200 | Home Director | HD-SUN-INV3000 | 3000W (240Vac) Utility Interactive Inverter | 3000 | 93.5 | Yes | NA
201 | Home Director | HD-SUN-INV3500 | 3500W (240Vac) Utility Interactive Inverter | 3500 | 95.5 | Yes | NA
202 | Home Director | HD-SUN-INV4600 | 4600W (208Vac) Utility Interactive Inverter | 4600 | 95.5 | Yes | NA
203 | Home Director | HD-SUN-INV4800 | 4800W (240Vac) Utility Interactive Inverter | 4800 | 96 | Yes | NA
204 | Home Director | HD-SUN-INV5200 | 5200W (240Vac) Utility Interactive Inverter | 5200 | 96 | Yes | NA
205 | Ingeteam | INGECON SUN 100U 208V | 100kW 208Vac Three phase Utility Interactive inverter | 100000 | 94.5 | Yes | NA
206 | Ingeteam | INGECON SUN 100U 480V | 100kW 480Vac Three phase Utility Interactive inverter | 100000 | 94.5 | Yes | NA
207 | Ingeteam | INGECON SUN 100UP 208V | 100kW 208Vac Three phase Utility Interactive inverter | 100000 | 95 | Yes | NA
208 | Ingeteam | INGECON SUN 100UP 480V | 100kW 480Vac Three phase Utility Interactive inverter | 100000 | 95.5 | Yes | NA
209 | Ingeteam | INGECON SUN 15U 208V | 15kW 208Vac Three phase Utility Interactive inverter | 15000 | 95 | Yes | NA
210 | Ingeteam | INGECON SUN 15U 480V | 15kW 480Vac Three phase Utility Interactive inverter | 15000 | 95 | Yes | NA
211 | Ingeteam | INGECON SUN 25U 208V | 25kW 208Vac Three phase Utility Interactive inverter | 25000 | 95.5 | Yes | NA
212 | Ingeteam | INGECON SUN 25U 480V | 25kW 480Vac Three phase Utility Interactive inverter | 25000 | 95.5 | Yes | NA
213 | iPower | SHO-1.1 | 1100W (120Vac) Utility Interactive Inverter | 1100 | 90.5 | Yes | NA
214 | iPower | SHO-2.0 | 2000W (240Vac) Utility Interactive Inverter | 2000 | 92 | Yes | NA
215 | iPower | SHO-2.5 | 2500W (240Vac) Utility Interactive Inverter | 2500 | 94.5 | Yes | NA
216 | iPower | SHO-3.0 | 3000W (240Vac) Utility Interactive Inverter | 3000 | 93.5 | Yes | NA
217 | iPower | SHO-3.5 | 3500W (240Vac) Utility Interactive Inverter | 3500 | 95.5 | Yes | NA
218 | iPower | SHO-4.6 | 4600W (208Vac) Utility Interactive Inverter | 4600 | 95.5 | Yes | NA
219 | iPower | SHO-4.8 | 4800W (240Vac) Utility Interactive Inverter | 4800 | 96 | Yes | NA
220 | iPower | SHO-5.2 | 5200W (240Vac) Utility Interactive Inverter | 5200 | 96 | Yes | NA
221 | KACO | blueplanet 1501xi | 1.5 kW, 240 Vac, Utility Interactive Inverter | 1500 | 94 | Yes | NA
222 | KACO | blueplanet 1502xi (208V) | 1.5 kW, 208 Vac, Utility Interactive Inverter | 1500 | 95 | Yes | NA
223 | KACO | blueplanet 1502xi (240V) | 1.5 kW, 240 Vac, Utility Interactive Inverter | 1500 | 95.5 | Yes | NA
224 | KACO | blueplanet 2502xi (208V) | 2.5 kW, 208 Vac, Utility Interactive Inverter | 2500 | 95 | Yes | NA
225 | KACO | blueplanet 2502xi (240V) | 2.5 kW, 240 Vac, Utility Interactive Inverter | 2500 | 95.5 | Yes | NA
226 | KACO | blueplanet 2901xi | 2.9 kW, 240 Vac, Utility Interactive Inverter | 2864 | 94 | Yes | NA
227 | KACO | blueplanet 3502xi (208V) | 3.5 kW, 208 Vac, Utility Interactive Inverter | 3500 | 95.5 | Yes | NA
228 | KACO | blueplanet 3502xi (240V) | 3.5 kW, 240 Vac, Utility Interactive Inverter | 3500 | 95.5 | Yes | NA
229 | KACO | blueplanet 3601xi | 3.6 kW, 240 Vac, Utility Interactive Inverter | 3600 | 93.5 | Yes | NA
230 | KACO | blueplanet 5002xi (208V) | 5 kW, 208 Vac, Utility Interactive Inverter | 5000 | 95 | Yes | NA
231 | KACO | blueplanet 5002xi (240V) | 5 kW, 240 Vac, Utility Interactive Inverter | 5000 | 95.5 | Yes | NA
232 | KACO | XP100U-H2 | 100 kW 480Vac Three Phase Utility Interactive Inverter | 100000 | 95.5 | Yes | NA
233 | KACO | XP100U-H4 | 100 kW 480Vac Three Phase Utility Interactive Inverter | 100000 | 96 | Yes | NA
234 | Mariah Power | Windspire 1.2G Inverter 800021 | 1.2 kW, 120Vac Utility-Interactive Integrated Wind Turbine Inverter | 1000 | 84.5 | No | NA
235 | Mohr Power | MPS1100EVR | 1100W (120Vac) Utility Interactive Inverter | 1100 | 90.5 | Yes | NA
236 | Mohr Power | MPS2000EVR | 2000W (240Vac) Utility Interactive Inverter | 2000 | 92 | Yes | NA
237 | Mohr Power | MPS2500 | 2500W (240Vac) Utility Interactive Inverter | 2500 | 94.5 | Yes | NA
238 | Mohr Power | MPS3000 | 3000W (240Vac) Utility Interactive Inverter | 3000 | 93.5 | Yes | NA
239 | Mohr Power | MPS3500 | 3500W (240Vac) Utility Interactive Inverter | 3500 | 95.5 | Yes | NA
240 | Mohr Power | MPS4600 | 4600W (208Vac) Utility Interactive Inverter | 4600 | 95.5 | Yes | NA
241 | Mohr Power | MPS4800 | 4800W (240Vac) Utility Interactive Inverter | 4800 | 96 | Yes | NA
242 | Mohr Power | MPS5200 | 5200W (240Vac) Utility Interactive Inverter | 5200 | 96 | Yes | NA
243 | Motech Industries | PVMate 2900U (208V) | 2.7kW (208Vac) Utility-Interactive Inverter | 2700 | 95.5 | Yes | NA
244 | Motech Industries | PVMate 2900U (240V) | 2.9kW (240Vac) Utility-Interactive Inverter | 2900 | 96 | Yes | NA
245 | Motech Industries | PVMate 2900U-PG (208V) | 2.7kW (208Vac) Utility-Interactive Inverter | 2700 | 95.5 | Yes | NA
246 | Motech Industries | PVMate 2900U-PG (240V) | 2.9kW (240Vac) Utility-Interactive Inverter | 2900 | 96 | Yes | NA
247 | Motech Industries | PVMate 3840U (208V) | Same unit as PVMate 3900U with max power for use with 20-A breaker | 3320 | 95.5 | Yes | NA
248 | Motech Industries | PVMate 3840U (240V) | Same unit as PVMate 3900U with max power for use with 20-A breaker | 3840 | 96 | Yes | NA
249 | Motech Industries | PVMate 3840U-PG (208V) | Same unit as PVMate 3900U-PG with max power for use with 20-A breaker | 3320 | 95.5 | Yes | NA
250 | Motech Industries | PVMate 3840U-PG (240V) | Same unit as PVMate 3900U-PG with max power for use with 20-A breaker | 3840 | 96 | Yes | NA
251 | Motech Industries | PVMate 3900U (208V) | 3.4kW (208Vac) Utility-Interactive Inverter | 3400 | 95.5 | Yes | NA
252 | Motech Industries | PVMate 3900U (240V) | 3.9kW (240Vac) Utility-Interactive Inverter | 3900 | 96 | Yes | NA
253 | Motech Industries | PVMate 3900U-PG (208V) | 3.4kW (208Vac) Utility-Interactive Inverter | 3400 | 95.5 | Yes | NA
254 | Motech Industries | PVMate 3900U-PG (240V) | 3.9kW (240Vac) Utility-Interactive Inverter | 3900 | 96 | Yes | NA
255 | Motech Industries | PVMate 4900U (208V) | 4.3kW (208Vac) Utility-Interactive Inverter | 4300 | 96 | Yes | NA
256 | Motech Industries | PVMate 4900U (240V) | 4.9kW (240Vac) Utility-Interactive Inverter | 4900 | 96 | Yes | NA
257 | Motech Industries | PVMate 4900U-PG (208V) | 4.3kW (208Vac) Utility-Interactive Inverter | 4300 | 96 | Yes | NA
258 | Motech Industries | PVMate 4900U-PG (240V) | 4.9kW (240Vac) Utility-Interactive Inverter | 4900 | 96 | Yes | NA
259 | Motech Industries | PVMate 5300U (208V) | 4.6kW (208Vac) Utility-Interactive Inverter | 4600 | 95.5 | Yes | NA
260 | Motech Industries | PVMate 5300U (240V) | 5.3kW (240Vac) Utility-Interactive Inverter | 5300 | 96 | Yes | NA
261 | Motech Industries | PVMate 5300U-PG (208V) | 4.6kW (208Vac) Utility-Interactive Inverter | 4600 | 95.5 | Yes | NA
262 | Motech Industries | PVMate 5300U-PG (240V) | 5.3kW (240Vac) Utility-Interactive Inverter | 5300 | 96 | Yes | NA
263 | Ningbo Ginlong Technologies | GCI-2K (240V) | 2 kW 240Vac, Utility-Interactive Inverter | 2000 | 94 | Yes | N/A
264 | Open Energy | Solar Save 1100 | 1100W (240Vac) Utility Interactive Inverter | 1100 | 90.5 | Yes | NA
265 | Open Energy | Solar Save 2000 | 2000W (240Vac) Utility Interactive Inverter | 2000 | 92 | Yes | NA
266 | Open Energy | Solar Save 2500 | 2500W (240Vac) Utility Interactive Inverter | 2500 | 94.5 | Yes | NA
267 | Open Energy | Solar Save 3500 | 3500W (240Vac) Utility Interactive Inverter | 3500 | 95.5 | Yes | NA
268 | Open Energy | Solar Save 4600 | 4600W (208Vac) Utility Interactive Inverter | 4600 | 95.5 | Yes | NA
269 | Open Energy | Solar Save 4800 | 4800W (240Vac) Utility Interactive Inverter | 4800 | 96 | Yes | NA
270 | Open Energy | Solar Save 5200 | 5200W (240Vac) Utility Interactive Inverter | 5200 | 96 | Yes | NA
271 | OPTI International | GT 1500 (208V) | 1.5kW (208Vac) Utility-Interactive Inverter | 1500 | 94.5 | Yes | NA
272 | OPTI International | GT 1500 (240V) | 1.5kW (240Vac) Utility-Interactive Inverter | 1500 | 94.5 | Yes | NA
273 | OPTI International | GT 2000 (208V) | 2kW (208Vac) Utility-Interactive Inverter | 2000 | 95.5 | Yes | NA
274 | OPTI International | GT 2000 (240V) | 2kW (240Vac) Utility-Interactive Inverter | 2000 | 95 | Yes | NA
275 | OPTI International | GT 3000 (208V) | 3kW (208Vac) Utility-Interactive Inverter | 3000 | 95.5 | Yes | NA
276 | OPTI International | GT 3000 (240V) | 3kW (240Vac) Utility-Interactive Inverter | 3000 | 95.5 | Yes | NA
277 | OutBack Power Systems | GVFX 3048 | 3000 W Utility Interactive (w/ battery backup) 48Vdc Inverter | 2560 | 91 | No | NA
278 | OutBack Power Systems | GVFX 3648 | 3600 W Utility Interactive (w/ battery backup) 48vdc Inverter | 3037 | 91 | No | NA
279 | Phoenixtec Power | PS240US3R (208V) | 4000W (208Vac) Utility Interactive Inverter | 4000 | 95.5 | Yes | NA
280 | Phoenixtec Power | PS240US3R (240V) | 4000W (240Vac) Utility Interactive Inverter | 4000 | 95.5 | Yes | NA
281 | Powercom | SLK-1500 (208V) | 1.5kW (208Vac) Utility-Interactive Inverter | 1500 | 94.5 | Yes | N/A
282 | Powercom | SLK-1500 (240V) | 1.5kW (240Vac) Utility-Interactive Inverter | 1500 | 94.5 | Yes | N/A
283 | Powercom | SLK-2000 (208V) | 2kW (208Vac) Utility-Interactive Inverter | 2000 | 95.5 | Yes | N/A
284 | Powercom | SLK-2000 (240V) | 2kW (240Vac) Utility-Interactive Inverter | 2000 | 95 | Yes | N/A
285 | Powercom | SLK-3000 (208V) | 3kW (208Vac) Utility-Interactive Inverter | 3000 | 95.5 | Yes | N/A
286 | Powercom | SLK-3000 (240V) | 3kW (240Vac) Utility-Interactive Inverter | 3000 | 95.5 | Yes | N/A
287 | Powercom | SLK-4000 (208V) | 4kW (208Vac) Utility-Interactive Inverter | 4000 | 95.5 | Yes | NA
288 | Powercom | SLK-4000 (240V) | 4kW (240Vac) Utility-Interactive Inverter | 4000 | 96 | Yes | NA
289 | Power-One | PVI-3.0-OUTD-S-US (208 V) | 3 kW (208Vac) Utility Interactive Inverter | 3000 | 96 | Yes | NA
290 | Power-One | PVI-3.0-OUTD-S-US (240 V) | 3 kW (240Vac) Utility Interactive Inverter | 3000 | 96 | Yes | NA
291 | Power-One | PVI-3.0-OUTD-S-US (277 V) | 3 kW (277Vac) Utility Interactive Inverter | 3000 | 96 | Yes | NA
292 | Power-One | PVI-3.6-OUTD-S-US (208 V) | 3.6 kW (208Vac) Utility Interactive Inverter | 3600 | 96 | Yes | NA
293 | Power-One | PVI-3.6-OUTD-S-US (240 V) | 3.6 kW (240Vac) Utility Interactive Inverter | 3600 | 96 | Yes | NA
294 | Power-One | PVI-3.6-OUTD-S-US (277 V) | 3.6 kW (277Vac) Utility Interactive Inverter | 3600 | 96 | Yes | NA
295 | Power-One | PVI-3000-I-OUTD-US | 3 kW, 150-600 VDC Utility Interactive Inverter | 2520 | 92 | Yes | NA
296 | Power-One | PVI-3000-I-OUTD-US (208V) | 3 kW, 150-600 VDC Utility Interactive Inverter | 2500 | 90.5 | Yes | NA
297 | Power-One | PVI-3000-I-OUTD-US-F (208V) | 3 kW, 150-600 VDC Utility Interactive Inverter | 2700 | 90.5 | Yes | NA
298 | Power-One | PVI-3000-I-OUTD-US-F (240V) | 3 kW, 150-600 VDC Utility Interactive Inverter | 3000 | 91 | Yes | NA
299 | Power-One | PVI-3600-OUTD-US-F (208V) | 3.3 kW, 150-600 VDC Utility Interactive Inverter | 3300 | 94.5 | Yes | NA
300 | Power-One | PVI-3600-OUTD-US-F (240V) | 3.6 kW, 150-600 VDC Utility Interactive Inverter | 3600 | 95 | Yes | NA
301 | Power-One | PVI-3600-US (208V) | 3.3 kW, 150-600 VDC Utility Interactive Inverter | 3300 | 94 | Yes | NA
302 | Power-One | PVI-3600-US (240V) | 3.6 kW, 150-600 VDC Utility Interactive Inverter | 3600 | 94.5 | Yes | NA
303 | Power-One | PVI-4.2-OUTD-S-US (208 V) | 4.2 kW (208Vac) Utility Interactive Inverter | 4200 | 96 | Yes | NA
304 | Power-One | PVI-4.2-OUTD-S-US (240 V) | 4.2 kW (240Vac) Utility Interactive Inverter | 4200 | 96 | Yes | NA
305 | Power-One | PVI-4.2-OUTD-S-US (277 V) | 4.2 kW (277Vac) Utility Interactive Inverter | 4200 | 96 | Yes | NA
306 | Power-One | PVI-5000-OUTD-US (208 V) | 5 kW (208Vac) Utility Interactive Inverter | 5000 | 96 | Yes | NA
307 | Power-One | PVI-5000-OUTD-US (240 V) | 5 kW (240Vac) Utility Interactive Inverter | 5000 | 96.5 | Yes | NA
308 | Power-One | PVI-5000-OUTD-US (277 V) | 5 kW (277Vac) Utility Interactive Inverter | 5000 | 96.5 | Yes | NA
309 | Power-One | PVI-6000-OUTD-US (208 V) | 6 kW (208Vac) Utility Interactive Inverter | 6000 | 96 | Yes | NA
310 | Power-One | PVI-6000-OUTD-US (240 V) | 6 kW (240Vac) Utility Interactive Inverter | 6000 | 96.5 | Yes | NA
311 | Power-One | PVI-6000-OUTD-US (277 V) | 6 kW (277Vac) Utility Interactive Inverter | 6000 | 96.5 | Yes | NA
312 | Power-One | PVI-6000-OUTD-US-W (208 V) | 6 kW (208Vac) Utility Interactive Inverter for Wind Turbines | 6000 | 96 | Yes | NA
313 | Power-One | PVI-6000-OUTD-US-W (240 V) | 6 kW (240Vac) Utility Interactive Inverter for Wind Turbines | 6000 | 96.5 | Yes | NA
314 | Power-One | PVI-6000-OUTD-US-W (277 V) | 6 kW (277Vac) Utility Interactive Inverter for Wind Turbines | 6000 | 96.5 | Yes | NA
315 | Power-One | PVI-CENTRAL-100-US (208 V) | 100 kW (208Vac) Utility Interactive Inverter | 100000 | 95 | Yes | NA
316 | Power-One | PVI-CENTRAL-100-US (480 V) | 100 kW (480Vac) Utility Interactive Inverter | 100000 | 95 | Yes | NA
317 | Power-One | PVI-CENTRAL-250-US (480 V) | 250 kW (480Vac) Utility Interactive Inverter | 250000 | 96.5 | Yes
318 | Power-One | PVI-CENTRAL-300-US (480 V) | 300 kW (480Vac) Utility Interactive Inverter | 300000 | 96.5 | Yes
319 | Power-One | PVI-CENTRAL-50-US (208 V) | 50 kW (208Vac) Utility Interactive Inverter | 50000 | 95 | Yes | NA
320 | Power-One | PVI-CENTRAL-50-US (480 V) | 50 kW (480Vac) Utility Interactive Inverter | 50000 | 95 | Yes | NA
321 | Princeton Power Systems | GTIB-480-100-xxxx(480Vdc Max) | 100 kW, 480Vac, Utility Interactive Inverter (480Vdc Max) | 100000 | 94.5 | No | NA
322 | Princeton Power Systems | GTIB-480-100-xxxx(600Vdc Max) | 100 kW, 480Vac, Utility Interactive Inverter (600Vdc Max) | 100000 | 95 | No | NA
323 | PV Powered | PVP100KW-208 | 100kW (208Vac) 3-Phase Utility Interactive Inverter w/ 295-600Vdc input | 100000 | 95.5 | Yes | NA
324 | PV Powered | PVP100KW-480 | 100kW (480Vac) 3-Phase Utility Interactive Inverter w/ 295-600Vdc input | 100000 | 96 | Yes | NA
325 | PV Powered | PVP1100 | 1100W (120Vac) Utility Interactive Inverter | 1100 | 91.5 | Yes | NA
326 | PV Powered | PVP1100EVR | 1100W (120Vac) Utility Interactive Inverter w/ extended voltage range | 1100 | 90.5 | Yes | NA
327 | PV Powered | PVP2000 | 2000W (240Vac) Utility Interactive Inverter | 2000 | 92.5 | Yes | NA
328 | PV Powered | PVP2000EVR | 2000W (240Vac) Utility Interactive Inverter w/ extended voltage range | 2000 | 92 | Yes | NA
329 | PV Powered | PVP2500 | 2500W (240Vac) Utility Interactive Inverter | 2500 | 94.5 | Yes | NA
330 | PV Powered | PVP260KW | 260kW (480Vac) 3-Phase Utility Interactive Inverter w/ 295-600Vdc input | 260000 | 97 | Yes | NA
331 | PV Powered | PVP260KW-LV | 260kW (480Vac) 3-Phase Utility Interactive Inverter w/ 265-600Vdc input | 260000 | 96.5 | Yes | NA
332 | PV Powered | PVP2800 | 2800W (208Vac) Utility Interactive Inverter | 2800 | 92 | Yes | NA
333 | PV Powered | PVP3000 | 3000W (240Vac) Utility Interactive Inverter | 3000 | 93.5 | Yes | NA
334 | PV Powered | PVP30KW-208 | 30kW (208Vac) 3-Phase Utility Interactive Inverter w/ 330-600Vdc input | 30000 | 94 | Yes | NA
335 | PV Powered | PVP30KW-480 | 30kW (480Vac) 3-Phase Utility Interactive Inverter w/ 330-600Vdc input | 30000 | 94 | Yes | NA
336 | PV Powered | PVP30KW-LV-208 | 30kW (208Vac) 3-Phase Utility Interactive Inverter w/ 295-600Vdc input | 30000 | 93 | Yes | NA
337 | PV Powered | PVP30KW-LV-480 | 30kW (480Vac) 3-Phase Utility Interactive Inverter w/ 295-600Vdc input | 30000 | 93.5 | Yes | NA
338 | PV Powered | PVP3500 | 3500W (240Vac) Utility Interactive Inverter | 3500 | 95.5 | Yes | NA
339 | PV Powered | PVP4600 | 4600W (208Vac) Utility Interactive Inverter | 4600 | 95.5 | Yes | NA
340 | PV Powered | PVP4800 | 4800W (240Vac) Utility Interactive Inverter | 4800 | 96 | Yes | NA
341 | PV Powered | PVP5200 | 5200W (240Vac) Utility Interactive Inverter | 5200 | 96 | Yes | NA
342 | PV Powered | PVP75KW-208 | 75kW (208Vac) 3-Phase Utility Interactive Inverter w/ 295-600Vdc input | 75000 | 95.5 | Yes | NA
343 | PV Powered | PVP75KW-480 | 75kW (480Vac) 3-Phase Utility Interactive Inverter w/ 295-600Vdc input | 75000 | 95.5 | Yes | NA
344 | Renergy | RS-1500 (208V) | 1.5kW (208Vac) Utility-Interactive Inverter | 1500 | 94.5 | Yes | NA
345 | Renergy | RS-1500 (240V) | 1.5kW (240Vac) Utility-Interactive Inverter | 1500 | 94.5 | Yes | NA
346 | Renergy | RS-2000 (208V) | 2kW (208Vac) Utility-Interactive Inverter | 2000 | 95.5 | Yes | NA
347 | Renergy | RS-2000 (240V) | 2kW (240Vac) Utility-Interactive Inverter | 2000 | 95 | Yes | NA
348 | Renergy | RS-3000 (208V) | 3kW (208Vac) Utility-Interactive Inverter | 3000 | 95.5 | Yes | NA
349 | Renergy | RS-3000 (240V) | 3kW (240Vac) Utility-Interactive Inverter | 3000 | 95.5 | Yes | NA
350 | Renergy | RS-4000 (208V) | 4kW (208Vac) Utility-Interactive Inverter | 4000 | 95.5 | Yes | NA
351 | Renergy | RS-4000 (240V) | 4kW (240Vac) Utility-Interactive Inverter | 4000 | 96 | Yes | NA
352 | Resonix | EVSK1750WG (208V) | 1.5kW (208Vac) Utility-Interactive Inverter | 1500 | 94.5 | Yes | NA
353 | Resonix | EVSK1750WG (240V) | 1.5kW (240Vac) Utility-Interactive Inverter | 1500 | 94.5 | Yes | NA
354 | Resonix | EVSK2340WG (208V) | 2kW (208Vac) Utility-Interactive Inverter | 2000 | 95.5 | Yes | NA
355 | Resonix | EVSK2340WG (240V) | 2kW (240Vac) Utility-Interactive Inverter | 2000 | 95 | Yes | NA
356 | Resonix | EVSK3510WG (208V) | 3kW (208Vac) Utility-Interactive Inverter | 3000 | 95.5 | Yes | NA
357 | Resonix | EVSK3510WG (240V) | 3kW (240Vac) Utility-Interactive Inverter | 3000 | 95.5 | Yes | NA
358 | SatCon Technology | AE-100-60-PV-A | 100kW 480Vac Three phase Utility Interactive inverter | 100000 | 94.5 | Yes | NA
359 | SatCon Technology | AE-100-60-PV-A-HE | 100kW 480Vac Three phase Utility Interactive inverter | 100000 | 95.5 | Yes | NA
360 | SatCon Technology | AE-100-60-PV-D | 100kW 208Vac Three phase Utility Interactive inverter | 100000 | 94.5 | Yes | NA
361 | SatCon Technology | AE-100-60-PV-F | 100kW 240Vac Three phase Utility Interactive inverter | 100000 | 95 | Yes | NA
362 | SatCon Technology | AE-135-60-PV-A | 135 kW 480Vac Three Phase Utility Interactive Inverter | 135000 | 95.5 | Yes | NA
363 | SatCon Technology | AE-135-60-PV-D | 135 kW 208Vac Three Phase Utility Interactive Inverter | 135000 | 95 | Yes | NA
364 | SatCon Technology | AE-225-60-PV-A | 225kW 480Vac Three Phase Utility Interactive Inverter | 225000 | 94.5 | Yes | NA
365 | SatCon Technology | AE-225-60-PV-D | 225 kW 208Vac Three Phase Utility Interactive Inverter | 225000 | 95.5 | Yes | NA
366 | SatCon Technology | AE-30-60-PV-A | 30 kW 480Vac Three Phase Utility Interactive Inverter | 30000 | 93 | Yes | NA
367 | SatCon Technology | AE-30-60-PV-D | 30 kW 208Vac Three Phase Utility Interactive Inverter | 30000 | 92.5 | Yes | NA
368 | SatCon Technology | AE-30-60-PV-E | 30 kW 240Vac Single Phase Utility Interactive Inverter | 30000 | 93 | Yes | NA
369 | SatCon Technology | AE-30-60-PV-F | 30 kW 240Vac Three Phase Utility Interactive Inverter | 30000 | 94.5 | Yes | NA
370 | SatCon Technology | AE-500-60-PV-A | 500 kW 480Vac Three Phase Utility Interactive Inverter | 500000 | 95 | Yes | NA
371 | SatCon Technology | AE-50-60-PV-A | 50 kW 480Vac Three Phase Utility Interactive Inverter | 50000 | 93 | Yes | NA
372 | SatCon Technology | AE-50-60-PV-D | 50 kW 208Vac Three Phase Utility Interactive Inverter | 50000 | 94.5 | Yes | NA
373 | SatCon Technology | AE-50-60-PV-F | 50 kW 240Vac Three Phase Utility Interactive Inverter | 50000 | 93 | Yes | NA
374 | SatCon Technology | AE-75-60-PV-A | 75 kW 480Vac Three Phase Utility Interactive Inverter | 75000 | 95.5 | Yes | NA
375 | SatCon Technology | AE-75-60-PV-D | 75 kW 208Vac Three Phase Utility Interactive Inverter | 75000 | 95.5 | Yes | NA
376 | SatCon Technology | PVS-100 (208 V) | 100 kW 208Vac Three Phase Utility Interactive Inverter | 100000 | 96 | Yes | NA
377 | SatCon Technology | PVS-100 (240 V) | 100 kW 240Vac Three Phase Utility Interactive Inverter | 100000 | 96 | Yes | NA
378 | SatCon Technology | PVS-100 (480 V) | 100 kW 480Vac Three Phase Utility Interactive Inverter | 100000 | 96 | Yes | NA
379 | SatCon Technology | PVS-1000 (MVT) | 1000 kW Three Phase Inverter for Medium Voltage Transformer | 1000000 | 96 | Yes | NA
380 | Satcon Technology | PVS-110-S-MT (208V) | 110 kW 208Vac Three Phase Utility Interactive Inverter | 110000 | 95.5 | Yes | NA
381 | Satcon Technology | PVS-110-S-MT (240V) | 110 kW 240Vac Three Phase Utility Interactive Inverter | 110000 | 95.5 | Yes | NA
382 | Satcon Technology | PVS-110-S-MT (480V) | 110 kW 480Vac Three Phase Utility Interactive Inverter | 110000 | 95 | Yes | NA
383 | SatCon Technology | PVS-135 (208 V) | 135 kW 208Vac Three Phase Utility Interactive Inverter | 135000 | 96 | Yes | NA
384 | SatCon Technology | PVS-135 (240 V) | 135 kW 240Vac Three Phase Utility Interactive Inverter | 135000 | 96 | Yes | NA
385 | SatCon Technology | PVS-135 (480 V) | 135 kW 480Vac Three Phase Utility Interactive Inverter | 135000 | 96 | Yes | NA
386 | Satcon Technology | PVS-210-S (208 V) | 210 kW 208Vac Three Phase Utility Interactive Inverter | 210000 | 95.5 | Yes | NA
387 | Satcon Technology | PVS-210-S (240 V) | 210 kW 240Vac Three Phase Utility Interactive Inverter | 210000 | 95.5 | Yes | NA
388 | Satcon Technology | PVS-210-S (480 V) | 210 kW 480Vac Three Phase Utility Interactive Inverter | 210000 | 95.5 | Yes | NA
389 | SatCon Technology | PVS-250 (208 V) | 250 kW 208Vac Three Phase Utility Interactive Inverter | 250000 | 96 | Yes | NA
390 | SatCon Technology | PVS-250 (240 V) | 250 kW 240Vac Three Phase Utility Interactive Inverter | 250000 | 96 | Yes | NA
391 | SatCon Technology | PVS-250 (480 V) | 250 kW 480Vac Three Phase Utility Interactive Inverter | 250000 | 96 | Yes | NA
392 | SatCon Technology | PVS-250 (MVT) | 250 kW Three Phase Inverter for Medium Voltage Transformer | 250000 | 95.5 | Yes | NA
393 | SatCon Technology | PVS-30 (208 V) | 30 kW 208Vac Three Phase Utility Interactive Inverter | 30000 | 95 | Yes | NA
394 | SatCon Technology | PVS-30 (240 V) | 30 kW 240Vac Three Phase Utility Interactive Inverter | 30000 | 95 | Yes | NA
395 | SatCon Technology | PVS-30 (480 V) | 30 kW 480Vac Three Phase Utility Interactive Inverter | 30000 | 95 | Yes | NA
396 | SatCon Technology | PVS-375 (480 V) | 375 kW 480Vac Three Phase Utility Interactive Inverter | 375000 | 95.5 | Yes | NA
397 | SatCon Technology | PVS-50 (208 V) | 50 kW 208Vac Three Phase Utility Interactive Inverter | 50000 | 95.5 | Yes | NA
398 | SatCon Technology | PVS-50 (240 V) | 50 kW 240Vac Three Phase Utility Interactive Inverter | 50000 | 95.5 | Yes | NA
399 | SatCon Technology | PVS-50 (480 V) | 50 kW 480Vac Three Phase Utility Interactive Inverter | 50000 | 95.5 | Yes | NA
400 | SatCon Technology | PVS-500 (480 V) | 500 kW 480Vac Three Phase Utility Interactive Inverter | 500000 | 96 | Yes | NA
401 | SatCon Technology | PVS-500 (MVT) | 500 kW Three Phase Inverter for Medium Voltage Transformer | 500000 | 95.5 | Yes | NA
402 | Satcon Technology | PVS-50-S-MT(208V) | 50 kW 208Vac Three Phase Utility Interactive Inverter | 50000 | 95.5 | Yes | NA
403 | Satcon Technology | PVS-50-S-MT(240V) | 50 kW 240Vac Three Phase Utility Interactive Inverter | 50000 | 95.5 | Yes | NA
404 | Satcon Technology | PVS-50-S-MT(480V) | 50 kW 480Vac Three Phase Utility Interactive Inverter | 50000 | 95.5 | Yes | NA
405 | SatCon Technology | PVS-75 (208 V) | 75 kW 208Vac Three Phase Utility Interactive Inverter | 75000 | 96 | Yes | NA
406 | SatCon Technology | PVS-75 (240 V) | 75 kW 240Vac Three Phase Utility Interactive Inverter | 75000 | 96 | Yes | NA
407 | SatCon Technology | PVS-75 (480 V) | 75 kW 480Vac Three Phase Utility Interactive Inverter | 75000 | 96 | Yes | NA
408 | Satcon Technology | SDMS0100208LNIU | 100 kW 208Vac Three Phase Inverter with Combiner | 100000
409 | Satcon Technology | SDMS0100240LNIU | 100 kW 240Vac Three Phase Inverter with Combiner | 100000 | 95 | Yes | NA
410 | Satcon Technology | SDMS0100480LNIU | 100 kW 480Vac Three Phase Inverter with Combiner | 100000 | 95 | Yes | NA
411 | Schuco USA | SB3000US (208V) | 3kW, 208Vac Sunny Boy Utility Interactive Inverter with display | 3000 | 95 | Yes | NA
412 | Schuco USA | SB3000US (240V) | 3kW, 240Vac Sunny Boy Utility Interactive Inverter with display | 3000 | 95.5 | Yes | NA
413 | Schuco USA | SB3300U (240V) | 3.3kW, 240Vac Sunny Boy Utility Interactive Inverter with display | 3300 | 94.5 | Yes | NA
414 | Schuco USA | SB3800U (208V) | 3.5kW, 208Vac Sunny Boy Utility Interactive Inverter with display | 3500 | 94 | Yes | NA
415 | Schuco USA | SB3800U (240V) | 3.8kW, 240Vac Sunny Boy Utility Interactive Inverter with display | 3800 | 94.5 | Yes | NA
416 | Schuco USA | SB4000US (208V) | 4kW, 208Vac Sunny Boy Utility Interactive Inverter with display | 4000 | 95.5 | Yes | NA
417 | Schuco USA | SB4000US (240V) | 4kW, 240Vac Sunny Boy Utility Interactive Inverter with display | 4000 | 96 | Yes | NA
418 | Schuco USA | SB5000US (208V) | 5kW, 208Vac Sunny Boy Utility Interactive Inverter with display | 5000 | 95.5 | Yes | NA
419 | Schuco USA | SB5000US (240V) | 5kW, 240Vac Sunny Boy Utility Interactive Inverter with display | 5000 | 95.5 | Yes | NA
420 | Schuco USA | SB5000US (277V) | 5kW, 277Vac Sunny Boy Utility Interactive Inverter with display | 5000 | 95.5 | Yes | NA
421 | Schuco USA | SB6000U (208V) | 6kW, 208Vac Sunny Boy Utility Interactive Inverter with display | 5200 | 94.5 | Yes | NA
422 | Schuco USA | SB6000U (240V) | 6kW, 240Vac Sunny Boy Utility Interactive Inverter with display | 6000 | 94.5 | Yes | NA
423 | Schuco USA | SB6000U (277V) | 6kW, 277Vac Sunny Boy Utility Interactive Inverter with display | 6000 | 94.5 | Yes | NA
424 | Schuco USA | SB6000US (208V) | 6kW, 208Vac Sunny Boy Utility Interactive Inverter with display | 6000 | 95.5 | Yes | NA
425 | Schuco USA | SB6000US (240V) | 6kW, 240Vac Sunny Boy Utility Interactive Inverter with display | 6000 | 95.5 | Yes | NA
426 | Schuco USA | SB6000US (277V) | 6kW, 277Vac Sunny Boy Utility Interactive Inverter with display | 6000 | 96 | Yes | NA
427 | Schuco USA | SB7000US (208V) | 7kW, 208Vac Sunny Boy Utility Interactive Inverter with display | 7000 | 95.5 | Yes | NA
428 | Schuco USA | SB7000US (240V) | 7kW, 240Vac Sunny Boy Utility Interactive Inverter with display | 7000 | 96 | Yes | NA
429 | Schuco USA | SB7000US (277V) | 7kW, 277Vac Sunny Boy Utility Interactive Inverter with display | 7000 | 96 | Yes | NA
430 | Schuco USA | SB700U | 700W, 120Vac Sunny Boy String Inverter | 696 | 91.5 | No
431 | Schuco USA | SB700U-SBD | 700W, 120Vac Sunny Boy String Inverter with display | 696 | 91.5 | Yes
432 | Schuco USA | ST42 (208V) | 42kW, 208Vac Sunny Tower Utility Interactive Inverter with display | 42000 | 95.5 | Yes | NA
433 | Schuco USA | ST42 (277V) | 42kW, 277Vac Sunny Tower Utility Interactive Inverter with display | 42000 | 96 | Yes | NA
434 | Schuco USA | SWR1800U | 1.8kW, 120Vac Sunny Boy String Inverter | 1800 | 91.5 | Yes | NA
435 | Schuco USA | SWR1800U-SBD | 1.8kW, 120Vac Sunny Boy String Inverter with display | 1800 | 91.5 | Yes | NA
436 | Schuco USA | SWR2100U | 2.1kW, 240Vac Sunny Boy String Inverter | 2100 | 93 | Yes | NA
437 | Schuco USA | SWR2500U (208V) | 2.1kW, 208Vac Sunny Boy String Inverter | 2100 | 92.5 | Yes | NA
438 | Schuco USA | SWR2500U (240V) | 2.5kW, 240Vac Sunny Boy String Inverter | 2500 | 93 | Yes | NA
439 | Schuco USA | SWR2500U-SBD (208V) | 2.1kW, 208Vac Sunny Boy String Inverter with display | 2100 | 92.5 | Yes | NA
440 | Schuco USA | SWR2500U-SBD (240V) | 2.5kW, 240Vac Sunny Boy String Inverter with display | 2500 | 93 | Yes | NA
441 | Sharp | JH-3500U | Utility Interactive Inverter 240Vac L-L, 3.5kW | 3500 | 91 | Yes | NA
442 | Siemens Industry | SINVERT PVS1051 UL | 1050 kW 480Vac Three Phase Inverter (Master Unit, 2 Slave Units) | 1050000 | 96 | Yes | NA
443 | Siemens Industry | SINVERT PVS1401 UL | 1400 kW 480Vac Three Phase Inverter (Master Unit, 3 Slave Units) | 1400000 | 96 | Yes | NA
444 | Siemens Industry | SINVERT PVS351 UL | 350 kW 480Vac Three Phase Inverter (Master Unit) | 350000 | 96 | Yes | NA
445 | Siemens Industry | SINVERT PVS701 UL | 700 kW 480Vac Three Phase Inverter (Master Unit, 1 Slave Unit) | 700000 | 96 | Yes | NA
446 | SMA America | SB10000TL-US | 10kW, 208Vac Sunny Boy Transformerless Utility Interactive Inverter | 10000 | 97.5 | Yes | NA
447 | SMA America | SB1100U | 1100W, 240Vac Sunny Boy String Inverter | 1100 | 91 | No | NA
448 | SMA America | SB1100U-SBD | 1100W, 240Vac Sunny Boy String Inverter | 1100 | 91 | Yes | NA
449 | SMA America | SB3000US (208V) | 3kW, 208Vac Sunny Boy Utility Interactive Inverter with display | 3000 | 95 | Yes | NA
450 | SMA America | SB3000US (240V) | 3kW, 240Vac Sunny Boy Utility Interactive Inverter with display | 3000 | 95.5 | Yes | NA
451 | SMA America | SB3300U | 3.3kW, 240Vac Sunny Boy Utility Interactive Inverter with display | 3300 | 94.5 | Yes | NA
452 | SMA America | SB3800U (208V) | 3.5kW, 208Vac Sunny Boy Utility Interactive Inverter with display | 3500 | 94 | Yes | NA
453 | SMA America | SB3800U (240V) | 3.8kW, 240Vac Sunny Boy Utility Interactive Inverter with display | 3800 | 94.5 | Yes | NA
454 | SMA America | SB4000US (208V) | 4kW, 208Vac Sunny Boy Utility Interactive Inverter with display | 3500 | 95.5 | Yes | NA
455 | SMA America | SB4000US (240V) | 4kW, 240Vac Sunny Boy Utility Interactive Inverter with display | 4000 | 96 | Yes | NA | 1875
456 | SMA America | SB4000US (CL) (208V) | 4kW, 208Vac-Current Limited Utility Interactive Inverter with display | 3300 | 95.5 | Yes | NA
457 | SMA America | SB4000US (CL) (240V) | 4kW, 240Vac-Current Limited Utility Interactive Inverter with display | 3800 | 96 | Yes | NA
458 | SMA America | SB5000US (208V) | 5kW, 208Vac Sunny Boy Utility Interactive Inverter with display | 5000 | 95.5 | Yes | NA
459 | SMA America | SB5000US (240V) | 5kW, 240Vac Sunny Boy Utility Interactive Inverter with display | 5000 | 95.5 | Yes | NA | 2400
460 | SMA America | SB5000US (277V) | 5kW, 277Vac Sunny Boy Utility Interactive Inverter with display | 5000 | 95.5 | Yes | NA
461 | SMA America | SB6000U (208V) | 6kW, 208Vac Sunny Boy Utility Interactive Inverter with display | 5200 | 94.5 | Yes | NA
462 | SMA America | SB6000U (240V) | 6kW, 240Vac Sunny Boy Utility Interactive Inverter with display | 6000 | 94.5 | Yes | NA | 2600
463 | SMA America | SB6000U (277V) | 6kW, 277Vac Sunny Boy Utility Interactive Inverter with display | 6000 | 94.5 | Yes | NA
464 | SMA America | SB6000US (208V) | 6kW, 208Vac Sunny Boy Utility Interactive Inverter with display | 6000 | 95.5 | Yes | NA
465 | SMA America | SB6000US (240V) | 6kW, 240Vac Sunny Boy Utility Interactive Inverter with display | 6000 | 95.5 | Yes | NA
466 | SMA America | SB6000US (277V) | 6kW, 277Vac Sunny Boy Utility Interactive Inverter with display | 6000 | 96 | Yes | NA
467 | SMA America | SB7000US (208V) | 7kW, 208Vac Sunny Boy Utility Interactive Inverter with display | 7000 | 95.5 | Yes | NA
468 | SMA America | SB7000US (240V) | 7kW, 240Vac Sunny Boy Utility Interactive Inverter with display | 7000 | 96 | Yes | NA | 2800
469 | SMA America | SB7000US (277V) | 7kW, 277Vac Sunny Boy Utility Interactive Inverter with display | 7000 | 96 | Yes | NA
470 | SMA America | SB700U | 700W, 120Vac Sunny Boy String Inverter | 696 | 91.5 | No | NA
471 | SMA America | SB700U-SBD | 700W, 120Vac Sunny Boy String Inverter with display | 696 | 91.5 | Yes | NA
472 | SMA America | SB8000TL-US | 8kW, 208Vac Sunny Boy Transformerless Utility Interactive Inverter | 8000 | 98 | Yes | NA
473 | SMA America | SB8000US (240V) | 8kW, 240Vac Sunny Boy Utility Interactive Inverter with display | 7600 | 96 | Yes | NA
474 | SMA America | SB8000US (277V) | 8kW, 277Vac Sunny Boy Utility Interactive Inverter with display | 8000 | 96 | Yes | NA
475 | SMA America | SB9000TL-US | 9kW, 208Vac Sunny Boy Transformerless Utility Interactive Inverter | 9000 | 98 | Yes | NA
476 | SMA America | SC125U (208V) | 125 kW 3-phase 208Vac, 275-600Vdc, Utility Interactive Inverter | 125000 | 93.5 | Yes | NA
477 | SMA America | SC125U (480V) | 125 kW 3-phase 480Vac, 275-600Vdc, Utility Interactive Inverter | 125000 | 94 | Yes | NA
478 | SMA America | SC250U (480V) | 250 kW 3-phase 480Vac, Utility Interactive Inverter | 250000 | 97 | Yes | NA
479 | SMA America | SC500HE-US-MV (w/ Cooper xfmr) | 500 kW 3-phase, Util. Interactive Inverter with Medium Voltage Cooper Xfmr | 500000 | 97 | Yes | N/A
480 | SMA America | SC500HE-US-MV (w/ TP1 xfmr) | 500 kW 3-phase, Utility Interactive Inverter with Medium Voltage TP1 Xfmr | 500000 | 96.5 | Yes | N/A
481 | SMA America | SC500U | 500 kW 3-phase 480Vac, Utility Interactive Inverter | 500000 | 97 | Yes | NA
482 | SMA America | ST36 (208V) | 36kW, 208Vac Sunny Tower Utility Interactive Inverter with display | 36000 | 95.5 | Yes | NA
483 | SMA America | ST36 (240V) | 36kW, 240Vac Sunny Tower Utility Interactive Inverter with display | 36000 | 95.5 | Yes | NA
484 | SMA America | ST36 (277V) | 36kW, 277Vac Sunny Tower Utility Interactive Inverter with display | 36000 | 96 | Yes | NA
485 | SMA America | ST42 (208V) | 42kW, 208Vac Sunny Tower Utility Interactive Inverter with display | 42000 | 95.5 | Yes | NA
486 | SMA America | ST42 (240V) | 42kW, 240Vac Sunny Tower Utility Interactive Inverter with display | 42000 | 96 | Yes | NA
487 | SMA America | ST42 (277V) | 42kW, 277Vac Sunny Tower Utility Interactive Inverter with display | 42000 | 96 | Yes | NA
488 | SMA America | ST48 (240V) | 45.6kW, 240Vac Sunny Tower Utility Interactive Inverter with display | 45600 | 96 | Yes | NA
489 | SMA America | ST48 (277V) | 48kW, 240Vac Sunny Tower Utility Interactive Inverter with display | 48000 | 96 | Yes | NA
490 | SMA America | SWR1800U | 1.8kW, 120Vac Sunny Boy String Inverter | 1800 | 91.5 | No | NA
491 | SMA America | SWR1800U-SBD | 1.8kW, 120Vac Sunny Boy String Inverter with display | 1800 | 91.5 | Yes | NA
492 | SMA America | SWR2100U | 2.1kW, 240Vac Sunny Boy String Inverter | 2100 | 93 | No | NA
493 | SMA America | SWR2100U-SBD | 2.1 kW, 240Vac Sunny Boy String Inverter | 2100 | 93 | Yes | NA
494 | SMA America | SWR2500U (208V) | 2.1kW, 208Vac Sunny Boy String Inverter | 2100 | 92.5 | No | NA
495 | SMA America | SWR2500U (240V) | 2.5kW, 240Vac Sunny Boy String Inverter | 2500 | 93 | No | NA
496 | SMA America | SWR2500U-SBD (208V) | 2.1kW, 208Vac Sunny Boy String Inverter with display | 2100 | 92.5 | Yes | NA
497 | SMA America | SWR2500U-SBD (240V) | 2.5kW, 240Vac Sunny Boy String Inverter with display | 2500 | 93 | Yes | NA
498 | SolarEdge Technologies | SE3300 (208V) | 3.3 kW 208Vac, Utility-Interactive Inverter | 3300 | 97 | Yes | N/A
499 | SolarEdge Technologies | SE3300 (240V) | 3.3 kW 240Vac, Utility-Interactive Inverter | 3300 | 97.5 | Yes | N/A
500 | SolarEdge Technologies | SE4000 (208V) | 4 kW 208Vac, Utility-Interactive Inverter | 4000 | 97 | Yes | N/A
501 | SolarEdge Technologies | SE4000 (240V) | 4 kW 240Vac, Utility-Interactive Inverter | 4000 | 97.5 | Yes | N/A
502 | SolarEdge Technologies | SE5000 (208V) | 5 kW 208Vac, Utility-Interactive Inverter | 5000 | 97 | Yes | N/A
503 | SolarEdge Technologies | SE5000 (240V) | 5 kW 240Vac, Utility-Interactive Inverter | 5000 | 97.5 | Yes | N/A
504 | SolarEdge Technologies | SE6000 (208V) | 5.3 kW 208Vac, Utility-Interactive Inverter | 5300 | 97 | Yes | N/A
505 | SolarEdge Technologies | SE6000 (240V) | 6 kW 240Vac, Utility-Interactive Inverter | 6000 | 97.5 | Yes | N/A
506 | Solectria Renewables | PVI 3000 (208V) | 2.7kW (208Vac) Utility-Interactive Inverter | 2700 | 95.5 | Yes | NA
507 | Solectria Renewables | PVI 3000 (240V) | 2.9kW (240Vac) Utility-Interactive Inverter | 2900 | 96 | Yes | NA
508 | Solectria Renewables | PVI 3000-P (208V) | 2.7kW (208Vac) Utility-Interactive Inverter | 2700 | 95.5 | Yes | NA
509 | Solectria Renewables | PVI 3000-P (240V) | 2.9kW (240Vac) Utility-Interactive Inverter | 2900 | 96 | Yes | NA
510 | Solectria Renewables | PVI 4000 (208V) | 3.4kW (208Vac) Utility-Interactive Inverter | 3400 | 95.5 | Yes | NA
511 | Solectria Renewables | PVI 4000 (240V) | 3.9kW (240Vac) Utility-Interactive Inverter | 3900 | 96 | Yes | NA
512 | Solectria Renewables | PVI 4000-P (208V) | 3.4kW (208Vac) Utility-Interactive Inverter | 3400 | 95.5 | Yes | NA
513 | Solectria Renewables | PVI 4000-P (240V) | 3.9kW (240Vac) Utility-Interactive Inverter | 3900 | 96 | Yes | NA
514 | Solectria Renewables | PVI 5000 (208V) | 4.3kW (208Vac) Utility-Interactive Inverter | 4300 | 96 | Yes | NA
515 | Solectria Renewables | PVI 5000 (240V) | 4.9kW (240Vac) Utility-Interactive Inverter | 4900 | 96 | Yes | NA
516 | Solectria Renewables | PVI 5000-P (208V) | 4.3kW (208Vac) Utility-Interactive Inverter | 4300 | 96 | Yes | NA
517 | Solectria Renewables | PVI 5000-P (240V) | 4.9kW (240Vac) Utility-Interactive Inverter | 4900 | 96 | Yes | NA
518 | Solectria Renewables | PVI 5300 (208V) | 4.6kW (208Vac) Utility-Interactive Inverter | 4600 | 95.5 | Yes | NA
519 | Solectria Renewables | PVI 5300 (240V) | 5.3kW (240Vac) Utility-Interactive Inverter | 5300 | 96 | Yes | NA
520 | Solectria Renewables | PVI 5300-P (208V) | 4.6kW (208Vac) Utility-Interactive Inverter | 4600 | 95.5 | Yes | NA
521 | Solectria Renewables | PVI 5300-P (240V) | 5.3kW (240Vac) Utility-Interactive Inverter | 5300 | 96 | Yes | NA
522 | Solectria Renewables | PVI13kW-208 | 13 kW 208Vac Commercial Grid-Tied Solar PV Inverter | 13200 | 94 | No | NA
523 | Solectria Renewables | PVI13kW-480 | 13 kW 480Vac Commercial Grid-Tied Solar PV Inverter | 13200 | 94.5 | No | NA
524 | Solectria Renewables | PVI15kW-208 | 15 kW 208Vac Commercial Grid-Tied Solar PV Inverter | 15000 | 94 | No | NA
525 | Solectria Renewables | PVI15kW-480 | 15 kW 480Vac Commercial Grid-Tied Solar PV Inverter | 15000 | 94.5 | No | NA
526 | Solectria Renewables | PVI1800-208 | 1800W 208Vac Grid-Tied Solar PV Inverter | 1799 | 92.5 | Yes | NA
527 | Solectria Renewables | PVI1800-240 | 1800W 240Vac Grid-Tied Solar PV Inverter | 1759 | 92.5 | Yes | NA
528 | Solectria Renewables | PVI2500-208 | 2500W 208Vac Grid-Tied Solar PV Inverter | 2485 | 92 | Yes | NA
529 | Solectria Renewables | PVI2500-240 | 2500W 240Vac Grid-Tied Solar PV Inverter | 2498 | 93 | Yes | NA
530 | Solectria Renewables | PVI60kW-208 | 60 kW 208Vac Commercial Grid-Tied Solar PV Inverter | 60000 | 94 | No | NA
531 | Solectria Renewables | PVI60kW-480 | 60 kW 480Vac Commercial Grid-Tied Solar PV Inverter | 60000 | 95.5 | No | NA
532 | Solectria Renewables | PVI82kW-208 | 82 kW 208Vac Commercial Grid-Tied Solar PV Inverter | 82000 | 94.5 | No | NA
533 | Solectria Renewables | PVI82kW-480 | 82 kW 480Vac Commercial Grid-Tied Solar PV Inverter | 82000 | 95.5 | No | NA
534 | Solectria Renewables | PVI95kW-208 | 95 kW 208Vac Commercial Grid-Tied Solar PV Inverter | 95000 | 94.5 | No | NA
535 | Solectria Renewables | PVI95kW-480 | 95 kW 480Vac Commercial Grid-Tied Solar PV Inverter | 95000 | 95.5 | No | NA
536 | Sonnetek | Sonnetek 2000 | 2000W (120Vac) Utility Interactive Inverter | 2000 | 91.5 | Yes | NA
537 | Southwest Windpower | Skystream 3.7 inverter (208V) | 1.8 kW, 208Vac Utility-Interactive Inverter integrated into turbine | 1800 | 92.5 | No | NA
538 | Southwest Windpower | Skystream 3.7 inverter (240V) | 1.8 kW, 240Vac Utility-Interactive Inverter integrated into turbine | 1800 | 93 | No | NA
539 | Sungrow Power Supply | SG100KU | 100kW (480Vac) Utility-Interactive Inverter | 100000 | 96.5 | Yes | NA
540 | SunPower | SPR 11401f-208 | 11400W (208Vac) Utility Interactive Inverter | 11400 | 95 | Yes | NA
541 | SunPower | SPR 11401f-240 | 11400W (240Vac) Utility Interactive Inverter | 11400 | 95.5 | Yes | NA
542 | SunPower | SPR 12000f (208V) | 11400W (208Vac) 3-Phase Utility Interactive Inverter | 11400 | 95 | Yes | NA
543 | SunPower | SPR 12000f (240V) | 12000W (240Vac) 3-Phase Utility Interactive Inverter | 12000 | 95.5 | Yes | NA
544 | SunPower | SPR-10000f-208 | 10000W (208Vac) Utility Interactive Inverter | 10000 | 95 | Yes | N/A
545 | SunPower | SPR-10000f-240 | 10000W (240Vac) Utility Interactive Inverter | 10000 | 95.5 | Yes | N/A
546 | SunPower | SPR-10000f-277 | 10000W (277Vac) Utility Interactive Inverter | 10000 | 96 | Yes | N/A
547 | SunPower | SPR-10001f-208 | 10000W (208Vac) Utility Interactive Inverter | 10000 | 95 | Yes | NA
548 | SunPower | SPR-10001f-240 | 10000W (240Vac) Utility Interactive Inverter | 10000 | 95.5 | Yes | NA
549 | SunPower | SPR-10001f-277 | 10000W (277Vac) Utility Interactive Inverter | 10000 | 96 | Yes | NA
550 | SunPower | SPR-11400f-3-208 | 11400W (208Vac) 3-phase Utility Interactive Inverter | 11400 | 95 | Yes | N/A
551 | SunPower | SPR-11400f-3-240 | 11400W (240Vac) 3-phase Utility Interactive Inverter | 11400 | 95.5 | Yes | N/A
552 | SunPower | SPR-11401f-3-208 Delta | 11400W (208Vac) 3-phase Utility Interactive Inverter | 11400 | 95 | Yes | NA
553 | SunPower | SPR-11401f-3-240 Delta | 11400W (240Vac) 3-phase Utility Interactive Inverter | 11400 | 96 | Yes | NA
554 | SunPower | SPR-12000f-3-277 | 12000W (277Vac) 3-phase Utility Interactive Inverter | 12000 | 96 | Yes | N/A
555 | SunPower | SPR-12001f-3-277WYE | 12000W (277Vac) 3-phase Utility Interactive Inverter | 12000 | 96 | Yes | NA
556 | SunPower | SPR-2500 | 2500W (240Vac) Utility Interactive Inverter | 2500 | 94.5 | Yes | NA
557 | SunPower | SPR-2500x | 2.5 kW, 240Vac, 195-600Vdc Grid Tie Inverter | 2500 | 94 | Yes | NA
558 | SunPower | SPR-2800x (208V) | 2.7 kW, 208 Vac, 195-600Vdc Grid Tie Inverter | 2700 | 93.5 | Yes | NA
559 | SunPower | SPR-2800x (240V) | 2.8 kW, 240 Vac, 195-600Vdc Grid Tie Inverter | 2800 | 94 | Yes | NA
560 | SunPower | SPR-3000m (208V) | 3kW, 208Vac Utility Interactive Inverter with display | 3000 | 95 | Yes | NA
561 | SunPower | SPR-3000m (240V) | 3kW, 240Vac Utility Interactive Inverter with display | 3000 | 95.5 | Yes | NA
562 | SunPower | SPR-3300f-208 | 3300W (208Vac) Utility Interactive Inverter | 3300 | 95 | Yes | NA
563 | SunPower | SPR-3300f-240 | 3300W (240Vac) Utility Interactive Inverter | 3300 | 95.5 | Yes | NA
564 | SunPower | SPR-3300f-277 | 3300W (277Vac) Utility Interactive Inverter | 3300 | 95.5 | Yes | NA
565 | SunPower | SPR-3300x (208V) | 3.1 kW, 208 Vac, 195-600Vdc Grid Tie Inverter | 3100 | 95 | Yes | NA
566 | SunPower | SPR-3300x (240V) | 3.3 kW, 240 Vac, 195-600Vdc Grid Tie Inverter | 3300 | 95.5 | Yes | NA
567 | SunPower | SPR-3301f-208 | 3300W (208Vac) Utility Interactive Inverter | 3300 | 95.5 | Yes | NA
568 | SunPower | SPR-3301f-240 | 3300W (240Vac) Utility Interactive Inverter | 3300 | 95.5 | Yes | NA
569 | SunPower | SPR-3301f-277 | 3300W (277Vac) Utility Interactive Inverter | 3300 | 96 | Yes | NA
570 | SunPower | SPR-3500 | 3500W (240Vac) Utility Interactive Inverter | 3500 | 95.5 | Yes | NA
571 | SunPower | SPR-3801f-208 | 3800W (208Vac) Utility Interactive Inverter | 3800 | 95 | Yes | NA
572 | SunPower | SPR-3801f-240 | 3800W (240Vac) Utility Interactive Inverter | 3800 | 95.5 | Yes | NA
573 | SunPower | SPR-3801f-277 | 3800W (277Vac) Utility Interactive Inverter | 3800 | 96 | Yes | NA
574 | SunPower | SPR-4000f-208 | 4000W (208Vac) Utility Interactive Inverter | 4000 | 95 | Yes | NA
575 | SunPower | SPR-4000f-240 | 4000W (240Vac) Utility Interactive Inverter | 4000 | 95.5 | Yes | NA
576 | SunPower | SPR-4000f-277 | 4000W (277Vac) Utility Interactive Inverter | 4000 | 95.5 | Yes | NA
577 | SunPower | SPR-4000m (208V) | 4kW, 208Vac Utility Interactive Inverter with display | 4000 | 95.5 | Yes | NA
578 | SunPower | SPR-4000m (240V) | 4kW, 240Vac Utility Interactive Inverter with display | 4000 | 96 | Yes | NA
579 | SunPower | SPR-4000x (208V) | 3.8 kW, 208 Vac, 195-600Vdc Grid Tie Inverter | 3800 | 95 | Yes | NA
580 | SunPower | SPR-4000x (240V) | 4.0 kW, 240 Vac, 195-600Vdc Grid Tie Inverter | 4000 | 95.5 | Yes | NA
581 | SunPower | SPR-4600 | 4600W (208Vac) Utility Interactive Inverter | 4600 | 95.5 | Yes | NA
582 | SunPower | SPR-5000m (208V) | 5kW, 208Vac Utility Interactive Inverter with display | 5000 | 95.5 | Yes | NA
583 | SunPower | SPR-5000m (240V) | 5kW, 240Vac Utility Interactive Inverter with display | 5000 | 95.5 | Yes | NA
584 | SunPower | SPR-5000m (277V) | 5kW, 277Vac Utility Interactive Inverter with display | 5000 | 95.5 | Yes | NA
585 | SunPower | SPR-5000x (208V) | 4.5 kW, 208 Vac, 195-600Vdc Grid Tie Inverter | 4500 | 95 | Yes | NA
586 | SunPower | SPR-5000x (240V) | 5.0 kW, 240 Vac, 195-600Vdc Grid Tie Inverter | 5000 | 95.5 | Yes | NA
587 | SunPower | SPR-5200 | 5200W (240Vac) Utility Interactive Inverter | 5200 | 96 | Yes | NA
588 | SunPower | SPR-6000m (208V) | 6kW, 208Vac Utility Interactive Inverter with display | 6000 | 95.5 | Yes | NA
589 | SunPower | SPR-6000m (240V) | 6kW, 240Vac Utility Interactive Inverter with display | 6000 | 95.5 | Yes | NA
590 | SunPower | SPR-6000m (277V) | 6kW, 277Vac Utility Interactive Inverter with display | 6000 | 96 | Yes | NA
591 | SunPower | SPR-6500f-208 | 6500W (208Vac) Utility Interactive Inverter | 6500 | 95 | Yes | NA
592 | SunPower | SPR-6500f-240 | 6500W (240Vac) Utility Interactive Inverter | 6500 | 95.5 | Yes | NA
593 | SunPower | SPR-6500f-277 | 6500W (277Vac) Utility Interactive Inverter | 6500 | 96 | Yes | NA
594 | SunPower | SPR-6501f-208 | 6500W (208Vac) Utility Interactive Inverter | 6500 | 95 | Yes | NA
595 | SunPower | SPR-6501f-240 | 6500W (240Vac) Utility Interactive Inverter | 6500 | 95.5 | Yes | NA
596 | SunPower | SPR-6501f-277 | 6500W (277Vac) Utility Interactive Inverter | 6500 | 96 | Yes | NA
597 | SunPower | SPR-7000m (208V) | 7kW, 208Vac Utility Interactive Inverter with display | 7000 | 95.5 | Yes | NA
598 | SunPower | SPR-7000m (240V) | 7kW, 240Vac Utility Interactive Inverter with display | 7000 | 96 | Yes | NA
599 | SunPower | SPR-7000m (277V) | 7kW, 277Vac Utility Interactive Inverter with display | 7000 | 96 | Yes | NA
600 | SunPower | SPR-7501f-208 | 7500W (208Vac) Utility Interactive Inverter | 7500 | 95 | Yes | NA
601 | SunPower | SPR-7501f-240 | 7500W (240Vac) Utility Interactive Inverter | 7500 | 95.5 | Yes | NA
602 | SunPower | SPR-7501f-277 | 7500W (277Vac) Utility Interactive Inverter | 7500 | 96 | Yes | NA
603 | SunPower | SPR-8000f-208 | 7600W (208Vac) Utility Interactive Inverter | 7600 | 95 | Yes | NA
604 | SunPower | SPR-8000f-240 | 8000W (240Vac) Utility Interactive Inverter | 8000 | 95.5 | Yes | NA
605 | SunPower | SPR-8000f-277 | 8000W (277Vac) Utility Interactive Inverter | 8000 | 96 | Yes | NA
606 | Sunset | SUNstring 4000 | 2.9 kW, 240 Vac, 125-400Vdc Utility Interactive Inverter | 2864 | 94 | Yes | NA
607 | Sunset | SUNstring 5000 | 3.6 kW, 240 Vac, 125-400Vdc Utility Interactive Inverter | 3600 | 93.5 | Yes | NA
608 | Sysgration | Soleil 2000-120 | 2000W (120Vac) Utility Interactive Inverter | 2000 | 91.5 | Yes | NA
609 | TOPPER SUN Energy Tech | TS-S1500 (208V) | 1.5kW (208Vac) Utility-Interactive Inverter | 1500 | 94.5 | Yes
610 | TOPPER SUN Energy Tech | TS-S1500 (240V) | 1.5kW (240Vac) Utility-Interactive Inverter | 1500 | 94.5 | Yes
611 | TOPPER SUN Energy Tech | TS-S2000 (208V) | 2kW (208Vac) Utility-Interactive Inverter | 2000 | 95.5 | Yes
612 | TOPPER SUN Energy Tech | TS-S2000 (240V) | 2kW (240Vac) Utility-Interactive Inverter | 2000 | 95 | Yes
613 | TOPPER SUN Energy Tech | TS-S3000 (208V) | 3kW (208Vac) Utility-Interactive Inverter | 3000 | 95.5 | Yes
614 | TOPPER SUN Energy Tech | TS-S3000 (240V) | 3kW (240Vac) Utility-Interactive Inverter | 3000 | 95.5 | Yes
615 | TOPPER SUN Energy Tech | TS-S4000 (208V) | 4kW (208Vac) Utility-Interactive Inverter | 4000 | 94.5 | Yes
616 | TOPPER SUN Energy Tech | TS-S4000 (240V) | 4kW (240Vac) Utility-Interactive Inverter | 4000 | 94 | Yes
617 | Windterra Systems | ECO1200 | 1200W (120Vac) Utility-Interactive Inverter for ECO1200 Wind Turbine | 1200 | 85.5 | Yes | NA
618 | Xantrex Technology | GT100-208 | 100 kW 208 Vac Three Phase Utility Interactive Inverter | 100000 | 95 | Yes | NA
619 | Xantrex Technology | GT100-208-PG | 100 kW 208 Vac Three Phase Utility Interactive Inverter, Positive Ground | 100000 | 95 | Yes | NA
620 | Xantrex Technology | GT100-480 | 100 kW 480 Vac Three Phase Utility Interactive Inverter | 100000 | 96 | Yes | NA
621 | Xantrex Technology | GT100-480-PG | 100 kW 480 Vac Three Phase Utility Interactive Inverter, Positive Ground | 100000 | 96 | Yes | NA
622 | Xantrex Technology | GT2.5-NA-DS-240 | 2.5 kW, 240 Vac, 195-600Vdc Grid Tie Inverter | 2500 | 94 | Yes | NA
623 | Xantrex Technology | GT2.5-NA-DS-240-P | 2.5 kW, 240 Vac, 195-600Vdc Grid Tie Inverter (positive ground) | 2500 | 94 | Yes | NA
624 | Xantrex Technology | GT2.8-NA-240/208 (208V) | 2.7 kW, 208 Vac, 195-600Vdc Grid Tie Inverter | 2700 | 93.5 | Yes | NA
625 | Xantrex Technology | GT2.8-NA-240/208 (240V) | 2.8 kW, 240 Vac, 195-600Vdc Grid Tie Inverter | 2800 | 94 | Yes | NA
626 | Xantrex Technology | GT250-480 | 250 kW 480 Vac Three Phase Utility Interactive Inverter | 250000 | 96 | Yes | NA
627 | Xantrex Technology | GT250-480-PG | 250 kW 480 Vac Three Phase Utility Interactive Inverter, Positive Ground | 250000 | 96 | Yes | NA
628 | Xantrex Technology | GT3.0-NA-DS-240 | 3.0 kW, 240 Vac, 195-600Vdc Grid Tie Inverter | 3000 | 94.5 | Yes | NA
629 | Xantrex Technology | GT3.0-NA-DS-240-P | 3.0 kW, 240 Vac, 195-600Vdc Grid Tie Inverter | 3000 | 94.5 | Yes | NA
630 | Xantrex Technology | GT3.3-NA-DS-208 | 3.3 kW, 208 Vac, 195-600Vdc Grid Tie Inverter | 3300 | 94 | Yes | NA
631 | Xantrex Technology | GT3.3-NA-DS-208-P or POS | 3.3 kW, 208 Vac, 195-600Vdc Grid Tie Inverter | 3300 | 94 | Yes | NA
632 | Xantrex Technology | GT3.3-NA-DS-240 | 3.3 kW, 240 Vac, 195-600Vdc Grid Tie Inverter | 3300 | 94.5 | Yes | NA
633 | Xantrex Technology | GT3.3-NA-DS-240-P or POS | 3.3 kW, 240 Vac, 195-600Vdc Grid Tie Inverter | 3300 | 94.5 | Yes | NA
634 | Xantrex Technology | GT3.3N-NA-240/208 (208V) | 3.1 kW, 208 Vac, 195-600Vdc Grid Tie Inverter | 3100 | 95 | Yes | NA
635 | Xantrex Technology | GT3.3N-NA-240/208 (240V) | 3.3 kW, 240 Vac, 195-600Vdc Grid Tie Inverter | 3300 | 95.5 | Yes | NA
636 | Xantrex Technology | GT3.8-NA-240/208 UL-05 (208Vac) | 3.5 kW, 208 Vac, 195-600Vdc Grid Tie Inverter | 3500 | 95 | Yes | NA
637 | Xantrex Technology | GT3.8-NA-240/208 UL-05 (240Vac) | 3.8 kW, 240 Vac, 195-600Vdc Grid Tie Inverter | 3800 | 95 | Yes | NA
638 | Xantrex Technology | GT3.8-NA-DS-240 | 3.8 kW, 240 Vac, 195-600Vdc Grid Tie Inverter | 3800 | 95 | Yes | NA
639 | Xantrex Technology | GT3.8-NA-DS-240-P or POS | 3.8 kW, 240 Vac, 195-600Vdc Grid Tie Inverter | 3800 | 95 | Yes | NA
640 | Xantrex Technology | GT30-208 | 30 kW 208 Vac Three Phase Utility Interactive Inverter | 28800 | 96 | Yes | NA
641 | Xantrex Technology | GT4.0N-NA-240/208 (208V) | 3.8 kW, 208 Vac, 195-600Vdc Grid Tie Inverter | 3800 | 95 | Yes | NA
642 | Xantrex Technology | GT4.0N-NA-240/208 (240V) | 4.0 kW, 240 Vac, 195-600Vdc Grid Tie Inverter | 4000 | 95.5 | Yes | NA
643 | Xantrex Technology | GT5.0-NA-240/208 (208V) | 5.0 kW, 208 Vac, 195-600Vdc Grid Tie Inverter | 4500 | 95 | Yes | NA
644 | Xantrex Technology | GT5.0-NA-240/208 (240V) | 5.0 kW, 240 Vac, 195-600Vdc Grid Tie Inverter | 5000 | 95.5 | Yes | NA
645 | Xantrex Technology | GT5.0-NA-DS-240 | 5.0 kW, 240 Vac, 195-600Vdc Grid Tie Inverter | 5000 | 95.5 | Yes | NA
646 | Xantrex Technology | GT500-MVX | 500 kW Three Phase Inverter for Medium Voltage Applications | 500000 | 95.5 | Yes | NA
647 | Xantrex Technology | PV100S-208 | 100kW 208Vac, 330-600Vdc Inverter System with Automatic Transformer Disconnect | 100000 | 92.5 | Yes | NA
648 | Xantrex Technology | PV100S-208-HE | 100kW 208Vac, 330-600Vdc Inverter System with Automatic Transformer Disconnect | 100000 | 94.5 | Yes | NA
649 | Xantrex Technology | PV100S-480 | 100kW 480Vac, 330-600Vdc Inverter System with Automatic Transformer Disconnect | 100000 | 93 | Yes | NA
650 | Xantrex Technology | PV100S-480-HE | 100kW 480Vac, 330-600Vdc Inverter System with Automatic Transformer Disconnect | 100000 | 95 | Yes | NA
651 | Xantrex Technology | PV10-208 | 10kW, 208Vac/3phase Utility Interactive Inverter with 208Vac Transformer | 10000 | 90 | Yes | NA
652 | Xantrex Technology | PV10-480 | 10kW, 208Vac/3phase Utility Interactive Inverter with 480Vac Transformer | 10000 | 92 | Yes | NA
653 | Xantrex Technology | PV15-208 | 15kW, 208Vac/3phase Utility Interactive Inverter with 208Vac Transformer | 15000 | 91.5 | Yes | NA
654 | Xantrex Technology | PV15-480 | 15kW, 208Vac/3phase Utility Interactive Inverter with 480Vac Transformer | 15000 | 91.5 | Yes | NA
655 | Xantrex Technology | PV20-208 | 20kW, 208Vac/3phase Utility Interactive Inverter with 208Vac Transformer | 20000 | 92 | Yes | NA
656 | Xantrex Technology | PV20-480 | 20kW, 208Vac/3phase Utility Interactive Inverter with 480Vac Transformer | 20000 | 92 | Yes | NA
657 | Xantrex Technology | PV225S-480 | 225kW 480Vac, 330-600Vdc Inverter System with Automatic Transformer Disconnect | 225000 | 93.5 | Yes | NA
658 | Xantrex Technology | PV225S-480-P | 225kW 480Vac, 330-600Vdc Inverter System with Automatic Transformer Disconnect | 225000 | 94.5 | Yes | NA
659 | Xantrex Technology | PV30-208 | 30kW, 208Vac/3phase Utility Interactive Inverter with 208Vac Transformer | 30000 | 92 | Yes | NA
660 | Xantrex Technology | PV30-480 | 30kW, 208Vac/3phase Utility Interactive Inverter with 480Vac Transformer | 30000 | 92 | Yes | NA
661 | Xantrex Technology | PV45-208 | 45kW 208Vac/3phase Utility Interactive Inverter with 208Vac Transformer | 45000 | 92.5 | Yes | NA
662 | Xantrex Technology | PV45-480 | 45kW 208Vac/3phase Utility Interactive Inverter with 480Vac Transformer | 45000 | 92 | Yes | NA
663 | Xantrex Technology | SW4024 | 4.0 kVA, 24Vdc, 120Vac, Trace Engr. batt bkp, sine wave inverter (w/GTI) | 3297 | 89 | No | NA
664 | Xantrex Technology | SW4048 | 4.0 kVA, 48Vdc, 120Vac, Trace Engr. batt bkp, sine wave inverter (w/GTI) | 3211 | 90.5 | No | NA
665 | Xantrex Technology | SW5548 | 5.5 kVA, 48Vdc, 120Vac, Trace Engr. batt bkp, sine wave inverter (w/GTI) | 4264 | 91 | No | NA
666 | Xantrex Technology | XW4024-120/240-60 | 4 kVA, 24Vdc, 120/240Vac, battery backup, utility-interactive inverter | 4000 | 91 | No | NA
667 | Xantrex Technology | XW4548-120/240-60 | 4.5 kVA, 48Vdc, 120/240Vac, battery backup, utility-interactive inverter | 4400 | 93 | No | NA
668 | Xantrex Technology | XW6048-120/240 | 6 kVA, 48Vdc, 120/240Vac, battery backup, utility-interactive inverter | 6000 | 92.5 | No | NA
669 | Xantrex Technology | XW6048-120-60 | 6 kVA, 48Vdc, 120Vac, battery backup, utility-interactive inverter | 5760 | 92.5 | No | NA
670 | Xslent Energy Technologies | XPX A1000 | 180 W 120Vac Single Phase Utility-Interactive Smart Grid Inverter | 180 | 89 | No | NA
671 | Yes! Solar | ES3000 (208V) | 2.7kW (208Vac) Utility-Interactive Inverter | 2700 | 95.5 | Yes | NA
672 | Yes! Solar | ES3000 (240V) | 2.9kW (240Vac) Utility-Interactive Inverter | 2900 | 96 | Yes | NA
673 | Yes! Solar | ES3000P (208V) | 2.7kW (208Vac) Utility-Interactive Inverter | 2700 | 95.5 | Yes | NA
674 | Yes! Solar | ES3000P (240V) | 2.9kW (240Vac) Utility-Interactive Inverter | 2900 | 96 | Yes | NA
675 | Yes! Solar | ES4000 (208V) | 3.4kW (208Vac) Utility-Interactive Inverter | 3400 | 95.5 | Yes | NA
676 | Yes! Solar | ES4000 (240V) | 3.9kW (240Vac) Utility-Interactive Inverter | 3900 | 96 | Yes | NA
677 | Yes! Solar | ES4000P (208V) | 3.4kW (208Vac) Utility-Interactive Inverter | 3400 | 95.5 | Yes | NA
678 | Yes! Solar | ES4000P (240V) | 3.9kW (240Vac) Utility-Interactive Inverter | 3900 | 96 | Yes | NA
679 | Yes! Solar | ES5000 (208V) | 4.3kW (208Vac) Utility-Interactive Inverter | 4300 | 96 | Yes | NA
680 | Yes! Solar | ES5000 (240V) | 4.9kW (240Vac) Utility-Interactive Inverter | 4900 | 96 | Yes | NA
681 | Yes! Solar | ES5000P (208V) | 4.3kW (208Vac) Utility-Interactive Inverter | 4300 | 96 | Yes | NA
682 | Yes! Solar | ES5000P (240V) | 4.9kW (240Vac) Utility-Interactive Inverter | 4900 | 96 | Yes | NA
683 | Yes! Solar | ES5400 (208V) | 4.6kW (208Vac) Utility-Interactive Inverter | 4600 | 95.5 | Yes | NA
684 | Yes! Solar | ES5400 (240V) | 5.3kW (240Vac) Utility-Interactive Inverter | 5300 | 96 | Yes | NA
685 | Yes! Solar | ES5400P (208V) | 4.6kW (208Vac) Utility-Interactive Inverter | 4600 | 95.5 | Yes | NA
686 | Yes! Solar | ES5400P (240V) | 5.3kW (240Vac) Utility-Interactive Inverter | 5300 | 96 | Yes | NA